## Sheet1
Existing Agreements (EA) Register
What this data shows: The Existing Agreement (EA) Register details all projects that applied for "Gate 2" in the Connections Reform process where consent was given for inclusion in the EA Register. It does not outline any outcomes or results of the reform process.
Project Name | Associated Installed Capacity | Existing Connection Date | Existing Connection Point | Expressed An Interest In Gate 1 Agreement | Technology Type
Kinnordy Estate Solar -Wind - Battery | 60 | 2032-10-31 | Lunanhead 2 GSP | N | Battery
Bicker Fenn Energy Park | 0 | 2033-10-30 | Bicker Fen 400kV Substation | N | Battery
OWPL Windfarm | 750 | 2029-12-31 | OWPL Windfarm Platform 220/66kV Offshore Substation | N | Offshore Wind
Menter Mon Morlais Anglesey Marine Energy | 80 | 2032-03-31 | Penrhos GSP | N | Tidal
Oakley Bush Solar Limited, Grafton Underwood Solar | 49.9 | 2025-10-01 | Grafton Underwood Solar | N | Solar
Cellarhead 400kV Energy Storage | 300 | 2028-10-30 | Cellarhead 400kV Substation | N | Battery
Essendine | 267.1 | 2028-01-01 | Ryhall 400kV Substation | N | Solar
Hunterston Hydrogen | 400 | 2033-10-31 | Hunterston 400/132kV | N | Transmission Connected Demand
Bearsden BESS | 100 | 2029-10-31 | Windyhill 275kV Substation | N | Battery
FISHBURN SOLAR LIMITED, West House Farm PV | 53.5 | 2026-12-30 | West House Farm PV | N | Solar
Boultbee Brooks (Renewables Luton Hoo) Ltd, Land around Chiltern Green, Hyde | 22.9 | 2031-10-31 | Land around Chiltern Green, Hyde | N | Solar
Cottam-Ryhall Solar & BESS | 400 | 2034-10-30 | Trent Valley South Connection Node B 400kV Substation. | N | Battery
GF Thanet Energy Ltd, Sacketts Hill Farm, Dane Court Rd, Broadstairs | 22.8 | 2036-11-30 | Sacketts Hill Farm, Dane Court Rd, Broadstairs | N | Battery
Limekiln | 70 | 2030-12-01 | Limekilns 132/33kV substation | N | Battery
PARK FARM BESS LTD, Park Farm BESS | 50 | 2037-10-30 | Park Farm BESS | N | Battery
Monk Fryston BESS | 285.12 | 2029-10-31 | Monk Fryston 275kV Substation | N | Battery
Ratcliffe on Soar | 200 | 2037-10-31 | Ratcliffe-On-Soar GSP | N | Battery
Aberthaw (Tertiary) | 66.1 | 2029-10-31 | Aberthaw 275kV Substation | N | Battery
TOYOTA MOTOR MANUFACTURING (UK) LIMITED, Deeside SPV | 5 | 2037-10-30 | Deeside SPV | N | Unabated Gas
Eaton Socon Solar | 100 | 2028-10-31 | Eaton Socon 400kV Substation | N | Battery
HARELAW WIND TURBINE LTD, HARELAW WIND TURBINE SITE | 0.9 | 2028-06-30 | HARELAW WIND TURBINE SITE | N | Onshore Wind
Norwich Main BESS | 700 | 2034-10-31 | North Anglia Connection Node A 400kV | N | Solar
Valencia Energy Limited, Broadpath Landfill Site | 18 | 2037-10-31 | Broadpath Landfill Site | N | Battery
Harker Green Energy Centre | 570.1 | 2032-10-31 | Harker 400kV Substation | N | Battery
Meetlaw BESS | 49.9 | 2031-10-31 | Fiddes GSP | N | Battery
Laleham DC | 200 | 2037-10-31 | Sunbury Common | N | Transmission Connected Demand
Aurelius | 400 | 2035-04-30 | Aurelius 275kV | N | Transmission Connected Demand
CARGO BATTERY STORAGE LIMITED, Kingmoor Park | 99.4 | 2037-10-30 | Kingmoor Park | N | Battery
SPRING DEV 08 LIMITED, Purton Solar Farm | 21.1 | 2026-07-29 | Purton Solar Farm | N | Solar
Toftinghall BESS 1 | 30.24 | 2025-08-31 | Mybster 1 GSP | N | Battery
Gwynt Alwen WF | 43.2 | 2032-10-31 | North Wales connection Node A 400kV Substation | N | Onshore Wind
Cnoc Buidhe Wind Farm | 150 | 2030-04-02 | Cnoc Buidhe 132kV/33kV Substation | N | Onshore Wind
NatPower Hawthorn Pit Green Energy Park | 1000 | 2035-10-30 | Wearside Connection Node B 400kV Substation | N | Battery
BSR Applications Limited, Hooton Pagnell Hybrid | 49.9 | 2035-10-30 | Hooton Pagnell Hybrid | N | Solar
Dogger Bank South West | 405 | 2030-10-30 | Birkhill Wood 400kV Substation | N | Offshore Wind
HARTLEPOOL SOLAR ELECTRIC FORECOURT LTD, Whelley Hill Charging Site | 6 | 2027-12-30 | Whelley Hill Charging Site | N | Solar
Lightsource Renewable UK Development Ltd, Maldon Road Land North of Maldon Rd, MALDON Woodham Walter CM9 6RL | 56.3 | 2032-10-30 | Maldon Road Land North of Maldon Rd, MALDON Woodham Walter CM9 6RL | N | Solar
Mespil Solar Energy Limited, Hempstalls Farm, Clacton Road, Horsley Cross, Manningtree | 30 | 2034-10-31 | Hempstalls Farm, Clacton Road, Horsley Cross, Manningtree | N | Battery
FORSA ENERGY HOLDINGS LIMITED, LEVEN BESS | 23.7 | 2032-10-31 | LEVEN BESS | N | Battery
Tyler Hill Bicker Fen | 411.2 | 2035-05-30 | Coddington 400kV Substation | N | Battery
Chalmerston Windfarm | 75 | 2037-10-31 | New Cumnock 275/132kV Substation | N | Onshore Wind
Lapwing Fen II Limited, Model Farm Battery Storage - Array 2 | 69 | 2029-10-30 | Model Farm Battery Storage - Array 2 | N | Battery
Clearaway Recycling Limited, Archers Field Close, Basildon | 11 | 2026-03-30 | Archers Field Close, Basildon | N | Unabated Gas
Old Hall Energy Centre Limited, Old Hall Farm | 2 | 2028-10-30 | Old Hall Farm | N | Battery
Slimbridge Energy Limited, Slimbridge BESS | 36 | 2026-01-16 | Slimbridge BESS | N | Battery
TRINLAYMIRE NETZERO LIMITED, HOPETOUN TRINLAYMIRE SOLAR FARM | 29.9 | 2024-10-29 | HOPETOUN TRINLAYMIRE SOLAR FARM | N | Solar
GH DEVCO Kincardine BESS | 42 | 2029-10-31 | GH DEVCO KINCARDINE BESS 132kV SUBSTATION | N | Battery
Meadow Solar Farm Limited, Kimpton Down | 45 | 2025-11-30 | Kimpton Down | N | Solar
Wymondley Farm | 121.6 | 2032-10-30 | Wymondley 2 400kV Substation | N | Battery
Certus Utility Consulting Ltd, Checkley Wood, LEIGHTON BUZZARD Hockliffe | 4.1 | 2031-10-31 | Checkley Wood, LEIGHTON BUZZARD Hockliffe | N | Onshore Wind
Bramford 2 GEC (Ethos Green) | 200 | 2032-07-01 | Bramford 400kV Substation | N | Transmission Connected Demand
Acheilidh Wind Farm | 5 | 2033-10-31 | Acheilidh Wind farm 132kV Substation | N | Battery
Bunloinn Wind Farm BELLA | 66.6 | 2035-10-31 | Fort Augustus GSP/New Fort Augustus GSP | N | Onshore Wind
Padero Solaer Ltd, Feeringbury Farm, Colchester | 21.8 | 2032-10-30 | Feeringbury Farm, Colchester | N | Solar
Tean Leys Energy Storage Limited, Tean Leys 50MW | 49.9 | 2027-09-30 | Tean Leys 50MW | N | Battery
Hartmoor Generation Limited, Hartmoor 2 Gas | 49.5 | 2033-10-28 | Hartmoor 2 Gas | N | Unabated Gas
Gresham House Rayleigh BESS | 480 | 2030-06-30 | Rayleigh 400kV Substation | N | Battery
Long Buckby Solar/BESS | 220 | 2037-10-30 | Patford Bridge 400kV Substation | N | Solar
Sundon DC | 600 | 2037-10-31 | Sundon GSP | N | Transmission Connected Demand
ALYTH ENERGY STORAGE AND SOLAR | 200 | 2033-10-31 | Alyth 400kV Substation | N | Battery
Oxford New Energy Ltd., Noke Solar Farm | 19 | 2021-04-30 | Noke Solar Farm | N | Solar
EEB55, Denfurlong Frampton Farm | 40 | 2026-01-29 | Denfurlong Frampton Farm | N | Solar
Goval BESS | 33 | 2026-06-30 | Dyce GSP | N | Battery
Overhill Wind Farm | 50 | 2029-06-06 | Overhill 132kV Substation | N | Onshore Wind
Little South Clean Energy Ltd, Little South (Richborough) Solar PV, CANTERBURY | 49 | 2027-09-30 | Little South (Richborough) Solar PV, CANTERBURY | N | Solar
Didcot B | 340.6 | 2037-10-31 | Didcot 400kV Substation | N | Battery
Aton Energy Development Ltd, Fancott Chalgrave Manor PV Farm, Dunstable | 49.9 | 2026-03-30 | Fancott Chalgrave Manor PV Farm, Dunstable | N | Solar
Meadow Solar Farm Limited, Kimpton Down | 13.2 | 2025-11-30 | Kimpton Down | N | Battery
FRP MERCIA HOLDCO 3 LIMITED, MITCHELLS INDUSTRIAL PARK BESS | 26 | 2034-10-31 | MITCHELLS INDUSTRIAL PARK BESS | N | Battery
Zenobe Necton BESS | 388.5 | 2034-10-31 | Necton 400kV Substation | N | Battery
Feckenham 100MW BESS | 100 | 2037-10-30 | Feckenham GSP | N | Battery
Garlogie A-2 | 50 | 2033-10-31 | Garlogie Production A 275/33kV GSP | N | Solar
HARMONY OB LIMITED, Osberton Solar Site | 34 | 2025-12-22 | Osberton Solar Site | N | Solar
Eredine Wind Farm | 85.5 | 2029-11-01 | An Suidhe 275/33kV | N | Onshore Wind
Associated British Ports, Associated British Ports, Port of Newport | 3 | 2036-12-06 | Associated British Ports, Port of Newport | N | Solar
FRP MERCIA HOLDCO 3 LIMITED, Magazine BESS | 80 | 2035-10-30 | Magazine BESS | N | Battery
Elmya Grange Road | 100 | 2031-10-30 | Elmya Grange 400kV | N | Battery
Leuchland Energy Centre A | 59.38 | 2033-10-31 | Leuchland Farm IDNO | N | Solar
Biggleswade High Impact Green Energy Hub | 500 | 2034-10-31 | Biggleswade 400kV Substation | N | Battery
Montreathmont Moor Forest | 35.2 | 2029-10-08 | Lunanhead GSP | N | Solar
Market Harborough GEC (Ethos Green) | 250 | 2032-10-31 | Market Harborough 400kV Substation | N | Transmission Connected Demand
Lythmore | 111 | 2034-10-31 | Thurso South 275kV Substation’ | N | Solar
Newlands Hill Wind Energy Hub | 119 | 2030-04-03 | Newlands Hill 132/33kV | N | Onshore Wind
Minsca extension | 10 | 2033-04-30 | Chapelcross B GSP | N | Battery
SHAWTON ENERGY POINT LANE LTD, Point Lane Solar Farm | 5.7 | 2025-10-31 | Point Lane Solar Farm | N | Solar
PACE PSR Renewable Energy Hold Co Limited, Land South of Seeney Lane | 99.9 | 2037-10-30 | Land South of Seeney Lane | N | Battery
Rhug Energy Limited, Pen y Groes Project | 18 | 2037-10-31 | Pen y Groes Project | N | Solar
Exagen Development Limited, Highfield Lodge (Whittonstall) SPV & BESS | 12.5 | 2035-10-30 | Highfield Lodge (Whittonstall) SPV & BESS | N | Battery
IBV MIRE BECK ENERGY PARK LTD, Solar Farm at Land at Menston | 48 | 2035-10-30 | Solar Farm at Land at Menston | N | Solar
Firstway Solar Limited, Ounces Barn BESS | 74.8 | 2037-10-30 | Ounces Barn BESS | N | Battery
Norwich Green Energy Centre | 570.1 | 2031-04-30 | Norwich Main 400kW Substation | N | Battery
WSE Lodge Hill Limited, ADAMS HILL FARM 12MW PV | 12 | 2027-10-29 | ADAMS HILL FARM 12MW PV | N | Solar
Longlands Solar Farm Limited, Hill Court Solar Farm (Berkeley) | 35 | 2028-10-31 | Hill Court Solar Farm (Berkeley) | N | Solar
BL SOLAR 10 (FERRY FARM) LIMITED, FERRY FARM 3 NORTH | 11.5 | 2037-10-30 | FERRY FARM 3 NORTH | N | Solar
Shielburn Energy Park | 70.5 | 2033-04-30 | Fallago 400/33kV | N | Battery
Taunton | 53.2 | 2037-10-31 | Taunton 400kV Substation | N | Battery
North Ray Solar Farm 2 | 180 | 2035-10-30 | Grimsby West GSP | N | Solar
JBM Solar Projects 3 Limited, Doverdale Solar B, Droitwich, WR9 0QB | 49.9 | 2026-02-10 | Doverdale Solar B, Droitwich, WR9 0QB | N | Solar
Roger Hill Farm | 100 | 2031-10-31 | Roger Hill Farm 132kV substation | N | Battery
Aultmore Wind Farm (2023) | 112.2 | 2030-09-30 | Aultmore Wind Farm 132/33kV Substation | N | Onshore Wind
Astwood Solar Farm GEC | 114 | 2034-10-31 | West Anglia Connection Node G 400kV Substation | N | Battery
Enray Power LTD, HALFWAY HOUSE BESS | 99.9 | 2037-11-15 | HALFWAY HOUSE BESS | N | Battery
Conrad Energy (Developments) II Limited, Land at Hooks Hole, Chestnut Street | 35.2 | 2036-10-31 | Land at Hooks Hole, Chestnut Street | N | Battery
Kitland Solar Farm Limited, Kitland Solar Farm | 60 | 2028-10-31 | Kitland Solar Farm | N | Battery
The North Lincolnshire Green Energy Park Limited, HRS Stather Road, Flixborough, Scunthorpe, DN15 8SE | 32 | 2039-10-31 | HRS Stather Road, Flixborough, Scunthorpe, DN15 8SE | N | Battery
Thornton PV & BESS Sub | 220 | 2035-10-26 | Thornton B 400kV Substation | N | Battery
Noventum Power Limted, Manor Farm Arleston BESS | 99.9 | 2037-10-30 | Manor Farm Arleston BESS | N | Battery
Renewable Energy Systems Limited, Little Leacroft Farm (Leaford Solar Farm) | 32.4 | 2037-10-30 | Little Leacroft Farm (Leaford Solar Farm) | N | Solar
M74 West Wind Farm | 165 | 2029-10-31 | M74 West Wind Farm 132kV | N | Onshore Wind
Gresham House Kincardine BESS | 300 | 2029-10-31 | Gresham House Kincardine BESS 275/132kV substation | N | Battery
FORTHWIND LIMITED, ENERGY PARK FIFE | 20 | 2028-10-31 | ENERGY PARK FIFE | N | Onshore Wind
Allt an Tuir Renewable Energy Park | 53.4 | 2031-06-30 | Shin GSP | N | Onshore Wind
Noventum Power Limted, Manor Farm Arleston PV | 41 | 2037-10-30 | Manor Farm Arleston PV | N | Solar
Aludra Bess Ltd, Royle Farm BESS | 125.1 | 2025-10-31 | Royle Farm BESS | N | Battery
Simon Howie Butchers Ltd, Findony Farm, Muckhart Road, Dunning, Perthshire, PH2 0RA | 2.1 | 2025-10-31 | Findony Farm, Muckhart Road, Dunning, Perthshire, PH2 0RA | N | Solar
Harmony MB Solar Limited, Maltby Solar | 50 | 2034-10-30 | Maltby Solar | N | Solar
Forss Abbey Energy Storage | 49.9 | 2031-06-30 | Dounreay GSP | N | Transmission Connected Demand
Dogger Bank South East | 1500 | 2031-11-30 | Birkhill Wood 400kV Substation | N | Offshore Wind
Cambrideshire County Council, (South of Fletton Park Way A1139) Stanground Closed Landfill, Peterborough | 10 | 2030-10-31 | (South of Fletton Park Way A1139) Stanground Closed Landfill, Peterborough | N | Battery
Starlight Energy UK Limited, Burton Gorse | 42 | 2034-10-30 | Burton Gorse | N | Solar
Meall Dearg | 5 | 2037-10-31 | New North West 132kV Substation | N | Battery
Stepping Stones Solar Ltd, Stepping Stone Solar and BESS Hybrid | 49.9 | 2035-10-30 | Stepping Stone Solar and BESS Hybrid | N | Solar
Halton Borough Council, Former St Michael's Golf Course Ditton Road Widnes | 4.1 | 2023-08-31 | Former St Michael's Golf Course Ditton Road Widnes | N | Solar
Burton Top Solar Limited, South West of Station Lane | 8 | 2027-06-01 | South West of Station Lane | N | Solar
Gridsource Limited, Meadow Farm, Brook Lane, Brookville, Thetford, Norfolk | 15 | 2034-10-31 | Meadow Farm, Brook Lane, Brookville, Thetford, Norfolk | N | Solar
Sheriff Faulds 1 | 49.4 | 2026-10-30 | Strathaven 275/33kV | N | Battery
Garlogie B-1 | 50 | 2033-10-31 | Garlogie Production B 275/33kV GSP | N | Solar
Elawan Energy Uk Ltd, Ivy House Farm, Cake Street, Woodbridge | 25 | 2034-10-31 | Ivy House Farm, Cake Street, Woodbridge | N | Solar
Keithick Estate | 50 | 2026-06-30 | Coupar Angus GSP | N | Solar
Low Carbon UK Solar Investment Company, Thorpe Park Farm, Thorpe-le-Soken | 20 | 2028-12-31 | Thorpe Park Farm, Thorpe-le-Soken | N | Solar
Walpole Flexible Generation | 1800 | 2033-06-30 | Walpole 400kV Substation | N | Low Carbon Dispatchable Power
Bolney | 53.2 | 2028-08-28 | Bolney 400kV Substation | N | Battery
EEB50, Fawsley Estate | 12 | 2037-10-30 | Fawsley Estate | N | Solar
Stark Energy Limited, Sotterly Solar Project, Sotterley, Beccles | 20 | 2034-10-31 | Sotterly Solar Project, Sotterley, Beccles | N | Solar
Kellhead | 165 | 2037-10-31 | Gretna 400/132kV | N | Battery
Grenergy Renewables UK Limited, Selby Road Hybrid | 30 | 2035-10-30 | Selby Road Hybrid | N | Solar
Bramford (Tertiary) | 68.5 | 2024-11-30 | Bramford 400kV Substation | N | Solar
Kintore Electrolysis | 500 | 2032-10-01 | Kintore GSP | N | Transmission Connected Demand
Toftinghall 2 BESS | 26.4 | 2030-10-31 | Mybster 2 132/33kV Substation | N | Battery
Qair Renewables UK Limited, Manor Farm | 49.9 | 2037-10-31 | Manor Farm | N | Solar
Driffield Solar and Storage Limited, Wansford Road, Harmony Energy Storage BESS | 30 | 2033-05-31 | Wansford Road, Harmony Energy Storage BESS | N | Battery
Nissan Motor Manufacturing UK Limited, Hylton Plantation, (Nissan) 13.8MWSR5 3NS | 20 | 2033-10-28 | Hylton Plantation, (Nissan) 13.8MWSR5 3NS | N | Solar
Siddington BESS Station | 250 | 2037-10-31 | Daines 400kV Substation | N | Battery
NORTH RAY SOLAR FARM LTD, Ludborough Solar Farm | 98 | 2034-10-31 | Ludborough Solar Farm | N | Solar
Zenobe Eccles Battery Storage | 456 | 2026-04-30 | Eccles 400kV Substation | N | Battery
Taynton Solar Limited, The Hill Farm PV Plant | 52.8 | 2033-11-17 | The Hill Farm PV Plant | N | Solar
RADIANCE SOLAR PROJECTS, Eskamhorn Farm, Ings Lane, Carlton, Goole, DN14 9NH | 15.5 | 2039-10-30 | Eskamhorn Farm, Ings Lane, Carlton, Goole, DN14 9NH | N | Solar
Shireoaks Energy Centre Limited, Shireoaks Hall Farm | 15 | 2025-11-22 | Shireoaks Hall Farm | N | Solar
Eden Devco UK LLP, Fourstones Hybrid (Solar & BESS) | 32 | 2036-10-31 | Fourstones Hybrid (Solar & BESS) | N | Battery
Exagen Development Ltd, Aylsham Road, Cawston, NORWICH | 25 | 2034-10-31 | Aylsham Road, Cawston, NORWICH | N | Solar
NEWFIELDS BESS LTD, Newfields Farm BESS | 99.9 | 2028-10-31 | Newfields Farm BESS | N | Battery
Berden Solar Limited, Berden Solar Farm, Bishops Stortford | 49.9 | 2027-03-31 | Berden Solar Farm, Bishops Stortford | N | Solar
Pitcox BESS | 95.76 | 2032-07-31 | Dunbar 132/33kV | N | Battery
IM2 SOLAR PROJECT 1 LTD, Lissett Lane | 23 | 2033-05-31 | Lissett Lane | N | Solar
Brockwell Storage & Solar Limited, Land at Redcoats Farm, off Sperberry Hill, Hitchin | 12 | 2028-04-28 | Land at Redcoats Farm, off Sperberry Hill, Hitchin | N | Battery
Alverdiscott 2 | 1800 | 2032-08-30 | Alverdiscott 400kV Substation | N | Interconnector
Pollie Hill Wind Farm | 92.4 | 2031-10-31 | POLLIE HILL WIND FARM 132KV SUBSTATION | N | Onshore Wind
Mespil Solar Energy Limited, Alyesbury PV | 22 | 2037-10-31 | Alyesbury PV | N | Solar
Forsinain Wind Farm | 99 | 2037-10-31 | Connagill 132kV Substation | N | Onshore Wind
Eden Devco (UK) LLP, Boscombe Down Solar Farm | 10 | 2037-10-31 | Boscombe Down Solar Farm | N | Battery
Deepmore Energy Centre Limited, Deepmore Lane Solar PV | 18 | 2037-10-30 | Deepmore Lane Solar PV | N | Solar
Pennant Walters (Holdings) Ltd, Mynydd Llanhilleth | 33.6 | 2029-12-31 | Mynydd Llanhilleth | N | Onshore Wind
Mount Pleasant | 285.1 | 2037-10-31 | Bishops Wood 275kV Substation | N | Battery
Elgin Energy EsCo Limited, Lower House Farm | 40 | 2037-10-31 | Lower House Farm | N | Battery
Natpower Upsall Green Energy Park | 1000 | 2035-10-30 | North Humber Connection Node E 400kV Substation | N | Battery
Noventum Power Limted, 2022-013 Wings Farm | 49.9 | 2037-10-31 | 2022-013 Wings Farm | N | Solar
Upper Ogmore Energy Limited, Upper Ogmore BESS | 7 | 2036-12-06 | Upper Ogmore BESS | N | Battery
Dyce Energy Storage Facility | 30 | 2024-05-31 | Dyce GSP | N | Battery
QC Waldo Limited, Land At, Montilo Lane, Rugby, CV23 0HB | 55.2 | 2037-10-30 | Land At, Montilo Lane, Rugby, CV23 0HB | N | Solar
Melvich Wind Energy Hub (BEGA) | 28.8 | 2033-10-31 | Dounreay GSP | N | Onshore Wind
Cenin Renewables Limited, Tor Clawdd Wind Farm | 49.9 | 2037-10-31 | Tor Clawdd Wind Farm | N | Onshore Wind
MeyGen Tidal | 300 | 2029-12-12 | Gills Bay GSP | N | Battery
Navenby Farm | 526.3 | 2034-10-30 | Coddington 400kV Substation | N | Battery
Harmony WB JV Ltd, Wakefield B BESS | 124.2 | 2035-10-24 | Wakefield B BESS | N | Battery
O & G Group Ltd, Priesthawes Farm, Polegate | 17.4 | 2030-12-31 | Priesthawes Farm, Polegate | N | Solar
Rufus | 540 | 2034-04-30 | Rufus 275kV compound | N | Transmission Connected Demand
Percy Beck Solar Farm Limited Note formerly named KNARESBOROUGH SOLAR FARM LIMITED, Low Moor Solar & BESS | 49.9 | 2027-07-30 | Low Moor Solar & BESS | N | Solar
SELMS MUIR ENERGY CENTRE LIMITED, SELMS MUIR SOLAR & BESS FACILITY | 6 | 2027-06-29 | SELMS MUIR SOLAR & BESS FACILITY | N | Solar
Kirkton Solar PV | 35 | 2026-10-01 | Peterhead Grange 132kV | N | Solar
Locarno Works - BESS Development | 45 | 2027-10-31 | Dudhope GSP | N | Battery
Sheepwash Lane Energy Barn Limited, Breach Farm | 44 | 2023-06-30 | Breach Farm | N | Battery
Noventum Yaxley | 150 | 2034-10-31 | North Anglia Connection Node E 400kV Substation | N | Solar
Patford Bridge PV & BESS | 249.9 | 2033-10-30 | Patford Bridge 400kV Substation | N | Battery
Thornton Facility | 201.6 | 2028-11-30 | Thornton 400kV Substation | N | Battery
PowerQuinn Limited, Helland Wind Farm | 25 | 2036-12-06 | Helland Wind Farm | N | Onshore Wind
Thorpe Marsh 1 (Tertiary) | 71.6 | 2028-10-30 | Thorpe Marsh 400kV Substation | N | Solar
Heastabhal Wind Farm | 66 | 2033-10-31 | Heastabhal Wind Farm Substation 132 KV | N | Onshore Wind
Paignton Power Limited, Yalberton Road | 25.3 | 2036-12-31 | Yalberton Road | N | Battery
Crakaig Wind Energy Hub | 66 | 2034-10-31 | Brora GSP | N | Onshore Wind
Pittlesheugh Farm | 340 | 2030-10-31 | Eccles 400/132kV | N | Battery
Noventum Power, 2023-057 Newtown Farm | 99.9 | 2037-10-30 | 2023-057 Newtown Farm | N | Battery
Barnfields Solar Farm Limited, Withybed Solar Farm (Barnfields) | 15 | 2024-11-17 | Withybed Solar Farm (Barnfields) | N | Solar
Scarning | 931 | 2034-10-31 | North Anglia Connection Node C 400kV Substation | N | Battery
Lains Farm Solar Limited, Lains Farm | 18 | 2027-10-31 | Lains Farm | N | Solar
Loch Luichart Extension II | 36 | 2024-10-31 | Loch Luichart Extension II Substation | N | Onshore Wind
Eclipse Power Generation, The Manorway, STANFORD-LE-HOPE | 11 | 2025-11-30 | The Manorway, STANFORD-LE-HOPE | N | Battery
Hoopers Pool Solar Farm Limited, (Please Note Change of Name On Companies House Formerly BPUWL 24 Limited), Hoopers Pool Solar Farm | 30 | 2037-11-15 | Hoopers Pool Solar Farm | N | Battery
Elawan Energy UK, Barrow BESS Facility | 20 | 2037-10-30 | Barrow BESS Facility | N | Battery
Rigifa BESS SEL | 48.3 | 2026-03-31 | Redmoss GSP | N | Battery
Boultbee Brooks (Renewables Rowley Hill) Limited, Rowley Hill Road, Braintree | 16 | 2026-10-31 | Rowley Hill Road, Braintree | N | Solar
Fife Energy Centre | 100 | 2028-10-31 | Fife Energy Centre 132kV substation | N | Battery
Waltham Cross Farm 2 | 60.8 | 2033-04-04 | Waltham Cross B 400kV Substation | N | Battery
Cleve Hill Solar Park | 150 | 2036-06-02 | Cleve Hill 400kV Substation | N | Battery
Low Carbon UK Solar Investment Company, Muntjac Solar Farm, Kings Lynn | 50 | 2030-10-31 | Muntjac Solar Farm, Kings Lynn | N | Solar
Ben Markillie, Peters Energy Storage, WISBECH Walpole St. Peter | 49.9 | 2034-10-31 | Peters Energy Storage, WISBECH Walpole St. Peter | N | Battery
Tormsdale Windfarm | 20 | 2028-06-30 | Mybster 3 132/33kV Substation | N | Battery
Biggleswade BESS | 285.1 | 2034-10-31 | Biggleswade 400kV Substation | N | Battery
TH Stocking Pelham | 411.2 | 2034-10-31 | West Anglia Connection Node E 400kV Substation | N | Battery
Low Carbon Solar Investment Company Ltd, Maggotts End, Bishops Stortford | 50 | 2025-12-01 | Maggotts End, Bishops Stortford | N | Battery
Lapwing Fen II Limited, Model Farm Battery Storage - Array 4 | 69 | 2029-10-30 | Model Farm Battery Storage - Array 4 | N | Battery
PACE PSR Renewable Energy Hold Co Limited, Flixton PV + ESS Norwich | 10 | 2034-10-31 | Flixton PV + ESS Norwich | N | Battery
Exeter (Tertiary) | 7.6 | 2036-12-06 | Exeter 400kV Substation | N | Battery
Leithenwater Wind Farm | 72.6 | 2030-04-02 | Galashiels 132/33kV | N | Onshore Wind
Cruach Glenamachrie Wind Farm | 50 | 2034-10-31 | Taynuilt GSP | N | Onshore Wind
Orchard BESS | 100 | 2037-10-30 | Penn 132kV Substation | N | Battery
Creag Dhubh Windfarm | 158 | 2033-10-31 | Creag Dhubh Wind Farm and BESS 132kV Substation | N | Onshore Wind
Boom Power Feckenham Generation Hub | 400 | 2033-10-31 | Feckenham 400kV Substation | N | Battery
Valencia Energy Limited, Broadpath Landfill Site | 18.4 | 2037-10-31 | Broadpath Landfill Site | N | Solar
Golticlay Wind Farm | 58 | 2027-09-30 | Mybster 132/33kV Substation | N | Onshore Wind
Eden Devco (UK) LLP, Boscombe Down Solar Farm | 40 | 2037-10-31 | Boscombe Down Solar Farm | N | Solar
Newhurst ERF Limited, Newhurst ERF | 48.6 | 2028-10-30 | Newhurst ERF | N | Low Carbon Dispatchable Power
DNO Consulting Limited, Three Bridges | 15 | 2026-03-30 | Three Bridges | N | Battery
Ratcliffe on Soar | 30 | 2037-10-31 | Ratcliffe-On-Soar GSP | N | Solar
PACE Strike Energy Limited, Land North of Long Lane (Wrington Hill) | 4.9 | 2037-10-31 | Land North of Long Lane (Wrington Hill) | N | Battery
Iladia Limited, Nordens Barn Farm | 15 | 2029-10-01 | Nordens Barn Farm | N | Solar
Iddenshall Solar Limited, Project Iddenshall Land South of High Street, on land known as Iddenshall Grange | 14.2 | 2023-12-31 | Project Iddenshall Land South of High Street, on land known as Iddenshall Grange | N | Solar
Sellindge (Tertiary) | 27.6 | 2031-10-31 | Sellindge 400kV Substation | N | Solar
Infinis (Oaklands) Limited, Oaklands Farm | 65.8 | 2025-09-30 | Oaklands Farm | N | Solar
Low Carbon Solar Park 36 Limited, Dingesmere Solar Farm (Birkenhead) | 20 | 2037-10-30 | Dingesmere Solar Farm (Birkenhead) | N | Solar
Canterbury Tertiary | 65.5 | 2031-10-31 | Canterbury 400kV Substation | N | Battery
Urban Reserve Storage Limited, East Rochester Road, Rochester AKA School Power | 5.1 | 2025-12-05 | East Rochester Road, Rochester AKA School Power | N | Battery
Bramley (tertiary) | 59.3 | 2026-08-16 | Bramley 400kV Substation | N | Solar
EEB52 LIMITED, Wyndham Estate | 20 | 2025-10-01 | Wyndham Estate | N | Solar
PACE TITAN ENERGY LIMITED C/O External Services Li, Guanockgate Road Gorefield, WISBECH Gorefield | 78 | 2034-10-31 | Guanockgate Road Gorefield, WISBECH Gorefield | N | Solar
Penn Battery Storage | 249 | 2033-06-30 | Penn 275kV Substation | N | Battery
PS Renewables, Grange Farm Palgrave | 72 | 2028-12-31 | Grange Farm Palgrave | N | Solar
Windel Solar 8 Limited, Duffryn Farm | 9.2 | 2036-12-06 | Duffryn Farm | N | Solar
Locogen Consulting Ltd, Park Road GSK Ware Solar Farm, WARE | 24 | 2034-10-31 | Park Road GSK Ware Solar Farm, WARE | N | Solar
EPL 004 LIMITED, Bournemouth001 | 49.4 | 2036-12-06 | Bournemouth001 | N | Solar
Ironbridge | 600 | 2032-10-30 | Ironbridge 400kV Substation | N | Battery
Enray Power LTD, Fen Dyke | 10 | 2030-10-31 | Fen Dyke | N | Battery
Newnham Grange Ltd, NEWNHAM GRANGE | 15 | 2037-10-30 | NEWNHAM GRANGE | N | Solar
IBV LUSCOTT BARTON SOLAR LTD, Luscott Barton | 15 | 2037-10-31 | Luscott Barton | N | Solar
Econergy International Limited, Hayton House Farm | 49.9 | 2035-10-26 | Hayton House Farm | N | Battery
Longriggs Energy Park | 60 | 2039-04-30 | Devonside 132/33kV | N | Battery
SSE Ferrybridge BESS | 170 | 2027-04-02 | Ferrybridge B 132kV Substation | N | Battery
HEIT WG LIMITED, Wormald Green 43MW Solar PV & 31.5MW BESS, Leyton Lees Solar | 53.8 | 2027-07-09 | Wormald Green 43MW Solar PV & 31.5MW BESS, Leyton Lees Solar | N | Solar
GF OXFORD ENERGY LTD, GF OXFORD ENERGY LTD | 114.4 | 2038-11-01 | GF OXFORD ENERGY LTD | N | Battery
Cnoc Buidhe Wind Farm | 102 | 2030-04-02 | Cnoc Buidhe 132kV/33kV Substation | N | Battery
Afon Ddaw | 300 | 2029-10-31 | Aberthaw 275kV Substation | N | Solar
Elgin Energy Esco Limited, Rowe Hill Farm | 100 | 2026-12-01 | Rowe Hill Farm | N | Other
Bradley Road Energy Centre Limited, Beelsby Hall Farm | 11 | 2035-10-30 | Beelsby Hall Farm | N | Battery
Enray Power LTD, WIMBOLDSLEY GRANGE | 49.9 | 2037-10-30 | WIMBOLDSLEY GRANGE | N | Battery
Ashbrook Lane BESS | 249.9 | 2034-10-31 | Wymondley GSP | N | Battery
Lessnessock Energy Park | 114 | 2037-10-30 | Lessnessock | N | Battery
Balanced Grid solutions, Olives Farm, Battle | 52.25 | 2027-12-31 | Olives Farm, Battle | N | Battery
South Park Farm Energy Centre Limited, South Park | 14.3 | 2027-10-29 | South Park | N | Solar
Taiyo Power & Storage Limited, TPS RE Purple BESS (BESS 4) | 99.9 | 2034-10-31 | TPS RE Purple BESS (BESS 4) | N | Battery
EcoGrainWest | 249 | 2029-12-31 | Grain West 400kV Substation | N | Battery
MeyGen Tidal | 398 | 2029-12-12 | Gills Bay GSP | N | Tidal
Chapel Rush Solar | 660 | 2035-10-30 | North Humber Connection Node A 400kV Substation | N | Solar
Rat Hall Mod App | 300 | 2034-10-31 | Burwell South 400kV Substation | N | Battery
Boultbee Brooks (Renewables Monks Wood) Ltd, Station Road, Huntingdon | 4.3 | 2032-10-31 | Station Road, Huntingdon | N | Battery
Bolney Green Energy Hub 2 Limited, Wineham Lane, HENFIELD Wineham | 49.9 | 2027-10-31 | Wineham Lane, HENFIELD Wineham | N | Battery
DESBOROUGH SOLAR AND BATTERY STORAGE LIMITED, Desborough Airfield A | 57.2 | 2034-10-30 | Desborough Airfield A | N | Battery
West Burton Solar Project | 624 | 2028-11-30 | West Burton 400kV Substation | N | Solar
Church Road Farm | 400 | 2034-10-31 | Burwell GSP | N | Battery
Eden FG Solar Ltd, Forest Gate Solar Farm | 6 | 2025-11-30 | Forest Gate Solar Farm | N | Battery
Radiance Solar Projects, Valley Farm, Soulbury Road, Leighton Buzzard | 35 | 2034-10-31 | Valley Farm, Soulbury Road, Leighton Buzzard | N | Solar
Newton (Network Rail) | 52 | 2025-03-17 | Newton (Network Rail) GSP | N | Transmission Connected Demand
MOORSHIELD WIND FARM LIMITED, MOORSHIELD WIND FARM | 18 | 2026-10-31 | MOORSHIELD WIND FARM | N | Onshore Wind
Feckenham | 500 | 2031-07-21 | Feckenham 400kV Substation | N | Battery
Bodelwyddan BESS and PV | 143 | 2030-10-31 | Bodelwyddan 400kV Substation | N | Solar
Swarclett | 10 | 2033-10-31 | Thurso GSP | N | Onshore Wind
Foel Fach Wind Farm | 72 | 2037-10-31 | North Wales connection Node A 400kV Substation | N | Onshore Wind
Forepower Lincoln (250) Ltd | 240 | 2034-10-30 | Navenby 132kV Substation | N | Battery
Clyde South Energy Park | 68 | 2037-10-31 | Elvanfoot 275/132/33kV | N | Onshore Wind
Wylfa Substation | 138 | 2029-06-30 | Wylfa 132kV Substation | N | Battery
Pelham Power Limited, Stocking Pelham, Hertfordshire | 49.9 | 2028-12-31 | Stocking Pelham, Hertfordshire | N | Battery
RIGG HOUSE PV FARM | 150 | 2037-10-30 | Harker GSP | N | Solar
Mid Craigie BESS | 49.9 | 2026-12-31 | Milton of Craigie 132/33kV Grid Supply Point Substation | N | Battery
Norwich Yare | 52.2 | 2025-12-18 | Norwich GSP | N | Solar
Stow Park Solar Ltd, Stow Park Solar Farm | 35 | 2026-05-19 | Stow Park Solar Farm | N | Solar
Highfield Solar Limited, Brocklesby | 50 | 2035-10-30 | Brocklesby | N | Solar
Project Number 6 | 500 | 2034-10-30 | Trent Valley South Connection Node B 400kV Substation. | N | Battery
CLAY CROSS LAND LIMITED, Bridge Street, Clay Cross | 16.8 | 2026-06-09 | Bridge Street, Clay Cross | N | Low Carbon Dispatchable Power
AEUK SOLAR PROJECT IX LTD, Little Fenton Solar | 5 | 2035-10-30 | Little Fenton Solar | N | Battery
Elgin Energy ES CO Ltd, ., Hale Farm, Hulcott, Aylesbury HP22 5AX | 40 | 2026-04-30 | ., Hale Farm, Hulcott, Aylesbury HP22 5AX | N | Solar
TRERICE SOLAR FARM LIMITED, Trerice Solar Farm | 44 | 2027-05-30 | Trerice Solar Farm | N | Battery
Calon y Gwynt | 30 | 2037-10-31 | Mid Wales Connection Node A | N | Solar
Fleet EGH (Tertiary) | 54.6 | 2027-10-31 | Fleet 400kV Substation | N | Battery
Lapwing Fen II Limited, Model Farm Battery Storage - Array 3 | 69 | 2029-10-30 | Model Farm Battery Storage - Array 3 | N | Battery
RWE Renewables UK Solar and Storage Limited, Salton Lane Hybrid | 10 | 2033-08-30 | Salton Lane Hybrid | N | Battery
Power Park Biggleswade | 600 | 2037-10-31 | Biggleswade 400kV Substation | N | Transmission Connected Demand
Statera Energy Limited, Grendon Lakes | 49.9 | 2026-02-16 | Grendon Lakes | N | Battery
RWE Renewables UK Solar and Storage Limited, Stoke Bardolph | 7 | 2033-10-30 | Stoke Bardolph | N | Battery
Balgowan Solar and BESS | 49.9 | 2033-10-31 | Burghmuir GSP | N | Solar
Harlesford Solar Farm Limited, Harlesford Solar Farm | 20 | 2026-06-30 | Harlesford Solar Farm | N | Solar
Pathfinder Clean Energy (PACE) UKDev Ltd, Land North of Bath Road (Southbrook) | 52.1 | 2037-11-15 | Land North of Bath Road (Southbrook) | N | Battery
Gridsource Limited, Brookend Cottage, Brookend, Stebbing, Dunmow | 12 | 2034-10-31 | Brookend Cottage, Brookend, Stebbing, Dunmow | N | Solar
Tioram Wind Farm | 160 | 2037-10-31 | CARRADALE 3 GSP | N | Onshore Wind
Kintore Electrolysis | 1000 | 2035-12-31 | Kintore GSP | N | Transmission Connected Demand
GM Preston Solar Limited, Magdalene Farm Hedon, Hul | 20.2 | 2037-10-31 | Magdalene Farm Hedon, Hul | N | Battery
Yingli Namene Solar Ltd, Estuary Farm, Kings Lynn | 49.9 | 2030-10-31 | Estuary Farm, Kings Lynn | N | Solar
Elmya Hunterston | 422.4 | 2030-10-25 | Hunterston 400/132kV | N | Battery
Enray Power LTD, Lodge Farm BESS | 25 | 2034-10-31 | Lodge Farm BESS | N | Battery
Wakeleys BESS | 480 | 2033-10-30 | Wakeleys 400kV | N | Battery
Rhug Energy Limited, Pen y Groes Project | 16 | 2037-10-31 | Pen y Groes Project | N | Onshore Wind
Strathrory Wind Farm | 37.2 | 2024-03-31 | Alness GSP | N | Onshore Wind
Thorney Close Farm Battery Storage LIMITED, Thornley BESS | 99.4 | 2039-07-30 | Thornley BESS | N | Battery
Whitelaw Brae BESS | 1 | 2026-07-31 | Whitelaw Brae WF 33kV Substation | N | Battery
INTOG 2 | 400 | 2032-06-30 | Thorntonloch 400kV Substation | N | Transmission Connected Demand
AEUK BATTERY PROJECT VII, Coney Garth 94.5MW BESS | 100.5 | 2039-10-30 | Coney Garth 94.5MW BESS | N | Battery
Craigdarroch Hybrid Wind and BESS | 79.2 | 2037-06-30 | Craigdarroch Hybrid Wind & BESS Substation | N | Onshore Wind
Correen Hills Wind Farm | 72.6 | 2031-09-30 | Correen Hills Wind Farm 132kV Substation | N | Onshore Wind
Achies BESS | 200 | 2037-10-31 | New Spittal 275kV Substation | N | Battery
FRP MERCIA HOLDCO 3 LIMITED, Mansfield Road | 30 | 2030-10-31 | Mansfield Road | N | Battery
Balgonie Solar and BESS | 60 | 2033-10-31 | Abernethy GSP | N | Battery
TWEEDBANK | 10 | 2026-05-29 | Tweedbank (Network Rail) GSP | N | Transmission Connected Demand
WOOLFORDS WIND ENERGY, WOOLFORDS WIND FARM | 19.8 | 2031-08-29 | WOOLFORDS WIND FARM | N | Onshore Wind
High Brenfield 2 | 52.8 | 2034-10-31 | Craig Murrail GSP | N | Onshore Wind
Tunstall Renewable Energy Limited, Turnstall Solar Farm | 22 | 2039-07-30 | Turnstall Solar Farm | N | Solar
Fife 2 BESS | 49.9 | 2028-06-14 | Westfield 132/33kV | N | Battery
HARTLEPOOL WEST SOLAR FARM LTD, Whelley Hill Farm PV & BESS | 25 | 2027-09-30 | Whelley Hill Farm PV & BESS | N | Solar
GWENLAIS SOLAR LIMITED, Gwenlais Fawr Solar Farm | 17.6 | 2027-08-31 | Gwenlais Fawr Solar Farm | N | Solar
FORTHWIND LIMITED, ENERGY PARK FIFE | 20 | 2032-10-31 | ENERGY PARK FIFE | N | Onshore Wind
Melvich Wind Energy Hub (BEGA) | 28.8 | 2033-10-31 | Dounreay GSP | N | Battery
Inveroykel Wind Farm | 132 | 2031-10-31 | Inveroykel Wind Farm 132kV | N | Onshore Wind
Baglan Bay DC | 500 | 2034-10-31 | Baglan Bay GSP | N | Transmission Connected Demand
Oaks Farm Solar Limited, Oaks Farm | 20.9 | 2031-10-31 | Oaks Farm | N | Solar
Bretton Hall Solar Farm Ltd, Bretton Hall PV and Battery 1 | 5.2 | 2037-10-30 | Bretton Hall PV and Battery 1 | N | Battery
RNA Energy Limited, Norwich Road Halesworth Business Park, Halesworth | 11 | 2028-12-31 | Norwich Road Halesworth Business Park, Halesworth | N | Battery
Enoch Hill | 69 | 2027-12-06 | Enoch Hill 132/33kV Substation | N | Battery
WSE Holt Lane Limited, Holt Lane Solar Park | 22 | 2037-10-31 | Holt Lane Solar Park | N | Solar
Regener8 Power Limited, Stowey Road | 49.9 | 2026-08-01 | Stowey Road | N | Solar
Grindon Grange | 240 | 2035-10-30 | Norton East 400kV Substation | N | Battery
Drinkstone Hybrid | 28.8 | 2035-07-01 | Hawick 132kV Substation | N | Onshore Wind
JBM Solar Projects 5 Limited, Fraddon Solar | 49.9 | 2025-11-25 | Fraddon Solar | N | Solar
Glenmuckloch Wind Farm | 33.6 | 2029-05-31 | Glenmuckloch 132/33kV | N | Onshore Wind
Drinkstone Hybrid | 30.4 | 2035-07-01 | Hawick 132kV Substation | N | Solar
Laleham | 45.6 | 2030-10-31 | Laleham 132kV Substation | N | Battery
ELMYA REDNAL | 300 | 2034-10-30 | Ironbridge 400kV Substation | N | Battery
BURCOT SOLAR FARM LIMITED, BURCOT FARM | 49.9 | 2025-01-31 | BURCOT FARM | N | Battery
Stanton under Bardon Solar Limited, Stanton under Bardon | 31.4 | 2032-10-31 | Stanton under Bardon | N | Solar
Econergy International Limited, Netherlands Way (Site 2) Y1560 | 20 | 2026-03-13 | Netherlands Way (Site 2) Y1560 | N | Battery
Cornharrow Wind Farm | 52.5 | 2030-10-31 | Quantans Hill 132kV Substation | N | Onshore Wind
East Cowton Solar Farm Limited, East Cowton | 20 | 2033-10-31 | East Cowton | N | Solar
Conrad Energy (Developments) Ii Lim, Land at 1A Priory Stables, Chertsey Road, SHEPPERTON | 18 | 2026-10-01 | Land at 1A Priory Stables, Chertsey Road, SHEPPERTON | N | Unabated Gas
SOUTH CARLTON RENEWABLE ENERGY LIMITED, South Carlton Farm PV | 29 | 2034-10-30 | South Carlton Farm PV | N | Solar
Cairnborrow Wind Energy Hub | 43.2 | 2031-10-31 | Cairnford GSP | N | Battery
Eden AW Solar Ltd, Lightwood Solar Farm (Awre Solar Farm) | 40 | 2033-11-17 | Lightwood Solar Farm (Awre Solar Farm) | N | Battery
Sanquhar II Wind Farm | 269.4 | 2027-02-28 | Glenglass 132kV Substation | N | Onshore Wind
UK057-B Whatton Estate | 60 | 2028-10-30 | Ratcliffe GSP | N | Battery
Pennant Walters (Holdings) Ltd, Mynydd Pyll-yr-lwrch | 20.5 | 2029-06-30 | Mynydd Pyll-yr-lwrch | N | Onshore Wind
Elstree BESS NP | 630.2 | 2037-10-31 | Elstree 400kV Substation | N | Battery
Anglo Renewables Limited, Stow Road, Huntingdon Kimbolton | 6 | 2028-10-31 | Stow Road, Huntingdon Kimbolton | N | Solar
Walpole 2 (tertiary) | 115 | 2027-10-31 | Walpole 400kV Substation | N | Battery
Spring Dev 12 Limited, Smart Solar Farm | 99 | 2033-11-17 | Smart Solar Farm | N | Solar
JBM Solar Projects 39 Limited, Potters Hill 20 MW Battery Import | 20 | 2034-10-31 | Potters Hill 20 MW Battery Import | N | Battery
RPC Ludlow Energy Ltd, Steventon BESS | 22.8 | 2037-10-30 | Steventon BESS | N | Battery
European Energy Photovoltaics Ltd, Trinity Hall Farm, Watling Street, Leighton Buzzard | 15 | 2025-11-16 | Trinity Hall Farm, Watling Street, Leighton Buzzard | N | Solar
West Common Ipers Lane | 120 | 2038-10-30 | Fawley GSP | N | Battery
BSR Applications Limited, Harperley Lane Solar & BESS | 49.9 | 2035-10-30 | Harperley Lane Solar & BESS | N | Solar
Bettyhill Phase 2 Wind Farm | 48 | 2027-11-01 | Dounreay 132/33kV | N | Onshore Wind
Oak Holt Solar | 440 | 2034-10-30 | Trent Valley South Connection Node C 400kV Substation | N | Battery
Knockcronal Wind Farm | 59.4 | 2029-10-30 | Knockcronal Wind Farm 33kV Substation | N | Onshore Wind
Market Harborough | 769.5 | 2034-10-31 | West Anglia Connection Node F 400kV Substation | N | Battery
The Highland Council, INVERNESS LONGMAN SOLAR/WIND & HYDROGEN GENERATING STATION | 9.9 | 2027-10-31 | INVERNESS LONGMAN SOLAR/WIND & HYDROGEN GENERATING STATION | N | Solar
The Droves (formerly Swaffham PV & BESS) | 650 | 2033-10-30 | Swaffham 400KV Substation | N | Solar
Fiddler's Ferry Data Centre | 900 | 2037-10-30 | Manchester North Connection Node C 400kV Substation | N | Transmission Connected Demand
Alverdiscott | 53.2 | 2031-08-31 | Alverdiscott 400kV Substation | N | Battery
S4N Lytchett Ltd., Lytchett Solar Farm PV and Battery | 12 | 2026-12-31 | Lytchett Solar Farm PV and Battery | N | Solar
Eaton Socon Solar | 400 | 2028-10-31 | Eaton Socon 400kV Substation | N | Solar
Aura Power Solar UK 1 Ltd, UK001-S Copper Bottom | 30 | 2026-12-30 | UK001-S Copper Bottom | N | Solar
Bramford (Tertiary) | 68.5 | 2024-11-30 | Bramford 400kV Substation | N | Solar
Root-Power (South) Limited, Granborough | 99.9 | 2037-10-31 | Granborough | N | Battery
ASUK Holdco5 Ltd., Bedwen Arian Solar Farm | 9.9 | 2036-12-06 | Bedwen Arian Solar Farm | N | Solar
Neilston 132kV Greener Grid Park | 25 | 2025-10-31 | Neilston 400/275/132kV | N | Battery
Drakelow Power Station 2 BESS | 287.8 | 2037-10-30 | Drakelow GSP | N | Battery
Flash Solar Farm | 800 | 2030-10-31 | Staythorpe 400kV Substation | N | Battery
Fern Brook Solar Farm Limited, Park Farm Solar & Battery | 20 | 2025-10-31 | Park Farm Solar & Battery | N | Battery
Newtack Farm | 49.9 | 2033-10-31 | Blackhillock 2 400/33kV GSP Substation | N | Battery
TCI Renewables Limited, Common Barn Wind Farm Phase 2 | 6.2 | 2028-10-31 | Common Barn Wind Farm Phase 2 | N | Onshore Wind
STARK ENERGY LIMITED, Glebe Farm Solar | 38.7 | 2034-10-30 | Glebe Farm Solar | N | Solar
TH Stow Manor | 411.2 | 2034-10-30 | Trent Valley South Connection Node B 400kV Substation. | N | Battery
Anglo ES Great Wyrely Ltd, Great Wryley BESS | 49.9 | 2034-10-31 | Great Wryley BESS | N | Battery
Willington East 1 (Tertiary) | 54.6 | 2027-10-30 | Willington 400kV Substation | N | Battery
High Constellation Windfarm | 50 | 2027-07-31 | High Constellation 132/33kV Substation | N | Onshore Wind
Landulph | 7.6 | 2028-10-31 | Landulph 400kV Substation | N | Battery
Spittal BESS Station | 1000 | 2033-10-31 | Spittal 400kV | N | Battery
Costa Head | 16.32 | 2029-04-06 | Finstown (Orkney) GSP | N | Onshore Wind
Willington Green Energy Centre | 570.1 | 2028-10-30 | Willington 400kV Substation | N | Battery
NEL Nicholson | 180 | 2034-10-30 | Thorpe Marsh GSP | N | Battery
WIND ESTATE (UK) LTD, WOODEND WIND FARM | 22 | 2031-10-31 | WOODEND WIND FARM | N | Onshore Wind
Oakley Solar Limited, Garendon Solar Plant | 49.9 | 2028-10-30 | Garendon Solar Plant | N | Solar
Scaraben Offshore Wind Farm | 100 | 2033-10-31 | Longside 132kV Substation | N | Offshore Wind
Loch Kemp PSH | 660 | 2030-10-31 | Loch Kemp 275kV Switching Station | N | LDES
DESBOROUGH SOLAR AND BATTERY STORAGE LIMITED, Desborough Airfield A | 57.2 | 2034-10-30 | Desborough Airfield A | N | Solar
Cairds Hill | 16.8 | 2026-10-01 | Keith 1 132/33kV GSP Substation | N | Onshore Wind
Igp International Prospecting Ltd, Land North of West Side, Beccles Road, Great Yarmouth | 50 | 2034-10-31 | Land North of West Side, Beccles Road, Great Yarmouth | N | Battery
Infra3 Limited, North Drayton Solar Farm | 25 | 2032-04-01 | North Drayton Solar Farm | N | Solar
West Grimsby Farm | 151.3 | 2035-10-31 | Grimsby West GSP | N | Solar
Tarchon | 1400 | 2030-10-31 | East Anglia Connection Node 400kV Substation | Y | Interconnector
Qc Cronan Ltd, Kenardington, Appledore Road, Ashby Farms Ltd, Place Farm, ASHFORD | 39.6 | 2037-10-31 | Kenardington, Appledore Road, Ashby Farms Ltd, Place Farm, ASHFORD | N | Solar
Monets Garden | 70 | 2024-10-30 | Osbaldwick 400kV Substation | N | Battery
Battery Point BESS | 26.3 | 2030-10-31 | Stornoway GSP | N | Battery
Conrad (St Philips) Limited, Scrap Yard Site, Philip Street (St Philips) | 7.2 | 2028-10-31 | Scrap Yard Site, Philip Street (St Philips) | N | Battery
Creyke Beck Solar Farm | 352.5 | 2033-05-31 | Creyke Beck GSP | N | Solar
Clean Earth Energy Limited, North court Farm | 3.6 | 2036-12-06 | North court Farm | N | Onshore Wind
Ardonald Wind Farm | 200 | 2033-10-31 | New North East 275kV Substation | N | Battery
Norton Solar Farm | 200 | 2031-10-31 | Norton GSP | N | Solar
Anglo ES Berkswell Ltd, Berkswell Energy Centre | 49.9 | 2033-06-28 | Berkswell Energy Centre | N | Battery
Wavehub Limited, TwinHub Offshore Floating Wind Farm | 32 | 2037-10-31 | TwinHub Offshore Floating Wind Farm | N | Offshore Wind
Fiddes Battery Storage | 30 | 2028-10-31 | Fiddes GSP | N | Battery
Backmuir Farm BESS | 49.5 | 2033-10-31 | Blackhillock 2 400/33kV GSP Substation | N | Battery
East Claydon Green Energy Centre | 500 | 2038-10-31 | East Claydon 400kV Substation | N | Transmission Connected Demand
Exagen Holly Lane Limited, Solihull, CV8 1PT | 25 | 2033-06-28 | Solihull, CV8 1PT | N | Solar
EEB49, Chatsworth Estate / Whaley | 25 | 2026-10-19 | Chatsworth Estate / Whaley | N | Solar
KINKHALL266MW BESS BEGA | 298.5 | 2031-04-30 | Kinkell IDNO GSP | N | Battery
Field House Renewables Ltd, Weel Power IDNO, IDNO Routh40 | 40 | 2033-05-31 | Weel Power IDNO, IDNO Routh40 | N | Solar
Ethical Power Development Limited, Binworthy Energy Park | 50 | 2037-10-31 | Binworthy Energy Park | N | Battery
Conrad (Watchet) Limited, Land at Parsonage Farm (Watchet BESS) | 15.4 | 2026-06-30 | Land at Parsonage Farm (Watchet BESS) | N | Battery
Clifton Solar Project Limited, Clifton Marsh Solar Project | 70.4 | 2025-11-30 | Clifton Marsh Solar Project | N | Solar
Pathfinder Clean Energy (PACE) UKDev Ltd, Land south of A47, Easton | 49.5 | 2030-10-31 | Land south of A47, Easton | N | Solar
WSE Malmesbury Road Limited, Land at Windmill Farm | 13 | 2037-06-22 | Land at Windmill Farm | N | Solar
Low Carbon Solar Park 38 Limited, Grantham Solar Farm | 25 | 2026-12-14 | Grantham Solar Farm | N | Solar
Elgin Energy EsCo Limited, Lime Lane | 99.9 | 2037-10-30 | Lime Lane | N | Battery
Pathfinder Clean Energy (PACE), Bunwell Road, Attleborough | 18 | 2030-10-31 | Bunwell Road, Attleborough | N | Solar
Hawkwood Wind Farm | 34 | 2030-04-30 | Hawkwood Windfarm 33kV Substation | N | Onshore Wind
Newton of Park BESS 2 | 49.9 | 2028-01-31 | Nairn GSP | N | Battery
Bluebell Wood Solar Farm Limited, Monkley Lane (Trowbridge) | 49.9 | 2027-10-29 | Monkley Lane (Trowbridge) | N | Solar
Cilfynydd Grid Stability Services | 0.1 | 2026-09-09 | Cilfynydd 400kV Substation | N | Reactive Compensation
Alverdiscott | 53.2 | 2037-10-31 | Alverdiscott 400kV Substation | N | Battery
Lunanhead Battery | 49.9 | 2026-03-01 | Lunanhead GSP | N | Battery
Project Flora Peterhead | 50 | 2033-10-31 | Peterhead Grange GSP | N | Offshore Wind
Long Stratton PV & BESS Station | 500 | 2031-10-30 | Long Stratton 400kV | N | Battery
Erebus | 102.9 | 2028-07-26 | Pembroke 132kV Substation | N | Offshore Wind
NEL Story | 240 | 2037-11-30 | Harker 400kV Substation | N | Battery
Greentech invest UK (18) Limited, Laughton Place farm, LEWES | 35 | 2037-10-31 | Laughton Place farm, LEWES | N | Solar
EDP Renewables UK Limited, Mynydd Bedwellte Wind Farm | 54.6 | 2029-04-30 | Mynydd Bedwellte Wind Farm | N | Onshore Wind
Dunmill Energy Storage | 76.3 | 2032-06-30 | Bridge of Dun GSP | N | Battery
Coille Beith Wind Farm | 79.2 | 2032-10-31 | Oykel Wind Farm 132kV Substation | N | Onshore Wind
Gleann Eoghainn | 10.35 | 2029-11-30 | Dunvegan 132/33kV Grid Supply Point Substation | N | Battery
Banc y Celyn Energy Park | 30.1 | 2033-07-01 | Future Swansea North 132kV | N | Solar
Blarghour Wind | 67.2 | 2029-04-01 | Blarghour Substation | N | Onshore Wind
Botley GEC (Ethos Green) | 300 | 2033-10-31 | Botley 400kV Substation | N | Reactive Compensation
Norwich Main BESS | 249.9 | 2032-10-31 | North Anglia Connection Node A 400kV | N | Battery
Moreton Estate | 480 | 2037-04-28 | Chickerell B 400kV Substation | N | Battery
North Lanrigg Battery Storage | 220 | 2028-10-30 | North Lanrigg Substation | N | Battery
Inch Cape Offshore Wind Farm Platform 2 | 540 | 2026-02-21 | Cockenzie 400/275kV | N | Offshore Wind
Afon Ddaw | 199 | 2033-10-31 | Aberthaw 275kV Substation | N | Battery
Pathfinder Clean Energy (PACE), Land off Twinwood Road, Bedford | 69 | 2028-10-31 | Land off Twinwood Road, Bedford | N | Solar
Conrad (Bilsham) Limited, Bilsham Power Generation Plant | 7.2 | 2025-07-20 | Bilsham Power Generation Plant | N | Unabated Gas
Econergy International Limited, Netherlands Way (Site 4) Y1560 | 20 | 2026-03-13 | Netherlands Way (Site 4) Y1560 | N | Battery
Glen Farm Wind | 35.2 | 2036-10-31 | Tongland 132/11kV | N | Battery
Camblesforth Solar Farm Limited, Grange Road Multitech (38307) | 49.9 | 2026-12-31 | Grange Road Multitech (38307) | N | Solar
Dundee Feeder Station | 16.2 | 2027-10-31 | Dundee 25kV Network Rail | N | Transmission Connected Demand
Fernishaw Farm PV | 50 | 2026-10-30 | Newarthill 275/33kV | N | Solar
Tyler Hill Renewables Ltd, Thorney, Peterborough | 49.9 | 2034-10-31 | Thorney, Peterborough | N | Solar
Zenobe Stalybridge Project | 167.4 | 2026-09-30 | Stalybridge 275kV Substation | N | Battery
Alyth | 450 | 2029-12-31 | Alyth Solar and Battery 400/132kV | N | Battery
Infraland, Hadham Road, Little Hadham | 40 | 2028-12-31 | Hadham Road, Little Hadham | N | Solar
Ravengill Renewable Energy Park | 49.6 | 2036-10-31 | Elvanfoot 275/132/33kV | N | Battery
Elawan Energy S.L., Bradfields Farm, Foxearth, Sudbury | 25 | 2034-10-31 | Bradfields Farm, Foxearth, Sudbury | N | Solar
Northumberland Estates Limited, Blucher Solar | 31.4 | 2035-10-30 | Blucher Solar | N | Solar
opdenergy uk 4 limited, Black Flatts | 42 | 2027-09-30 | Black Flatts | N | Solar
ADS NO. 3 LTD, Rocks Green | 40 | 2025-11-15 | Rocks Green | N | Solar
Kirkton Solar PV | 17.5 | 2026-10-01 | Peterhead Grange 132kV | N | Battery
Cilfynydd Green Energy Centre | 570.1 | 2029-10-30 | Cilfynydd 400kV Substation | N | Battery
Boultbee Brooks (Renewables County Lane) Ltd, County Lane, Albrighton | 9 | 2026-03-31 | County Lane, Albrighton | N | Solar
Shuttleworth Energy Centre Limited, Shuttleworth BESS | 99.9 | 2037-10-30 | Shuttleworth BESS | N | Battery
WSE Hartford Wood Limited, Broadway House 9.9MW SPV & 49.9MW | 52.8 | 2035-10-30 | Broadway House 9.9MW SPV & 49.9MW | N | Battery
Buntington GEC (Ethos Green) | 105 | 2032-07-01 | Cottered 400kV Substation | N | Solar
UB Grid Consultancy, Trimley St Martin Land at Felixstowe Solar Farm, Ipswich, Kirton | 44 | 2034-10-31 | Trimley St Martin Land at Felixstowe Solar Farm, Ipswich, Kirton | N | Solar
Sundon | 49.9 | 2025-09-05 | Sundon 400kV Substation | N | Battery
Garlogie A-1 | 50 | 2033-10-31 | Garlogie Production A 275/33kV GSP | N | Battery
Recell at Penrhos (BEGA) | 210 | 2027-10-31 | Penrhos GSP | N | Battery
Thorpe Marsh Green Energy Centre | 570.1 | 2030-10-30 | Thorpe Marsh 400kV Substation | N | Battery
Elgin Energy EsCo Limited, Lion's Den | 99.9 | 2037-10-30 | Lion's Den | N | Battery
Radiance Solar Projects, Weasenham All Saints (Nearest Post Code), Breckland District, Norfolk | 37.45 | 2034-10-31 | Weasenham All Saints (Nearest Post Code), Breckland District, Norfolk | N | Solar
Taiyo Power & Storage Limited, TPS RE White BESS (BESS 5) | 99.9 | 2034-10-31 | TPS RE White BESS (BESS 5) | N | Battery
Menter Mon Morlais Anglesey Marine Energy | 20 | 2029-03-31 | Penrhos GSP | N | Tidal
Long Buckby Solar/BESS | 220 | 2037-10-30 | Patford Bridge 400kV Substation | N | Battery
Loch Kemp PSH | 660 | 2030-01-31 | Loch Kemp 275kV Switching Station | N | LDES
Hunterston Green Hydrogen | 1000 | 2033-10-31 | Hunterston East 400kV | N | Transmission Connected Demand
Five Lanes Solar Limited, Charlton Park Solar | 31.58 | 2028-10-31 | Charlton Park Solar | N | Solar
ion Ventures Ltd, Battery site at Gresley | 20.6 | 2025-10-31 | Battery site at Gresley | N | Battery
Radlett 2 | 150 | 2037-10-31 | Elstree GSP | N | Transmission Connected Demand
Kinmuck PV and BESS Station | 105 | 2027-05-31 | Kinmuck PV and BESS 275kV Substation | N | Battery
Taiyo Power & Storage Limited, TPS RE Green BESS (BESS 2) | 99.9 | 2034-10-31 | TPS RE Green BESS (BESS 2) | N | Battery
NORTH AYRSHIRE COUNCIL, SHEWALTON ROAD SOLAR FARM | 5 | 2024-10-25 | SHEWALTON ROAD SOLAR FARM | N | Solar
HC ESS7 Limited, Green Lane BESS | 99.9 | 2034-10-30 | Green Lane BESS | N | Battery
NorthConnect | 350 | 2033-10-31 | Peterhead 400kV Substation | N | Interconnector
NEL Springfield | 240 | 2035-10-30 | Ferrybridge B GSP | N | Battery
Enderby Green Energy Centre | 1460 | 2028-10-30 | Enderby 400kV Substation | N | Battery
JBM Solar Projects 32 Limited, Green Farm BESS Extension | 30 | 2037-10-31 | Green Farm BESS Extension | N | Battery
Certus Utility Consulting Limited, Scolding Drove, Peterborough | 50 | 2030-10-31 | Scolding Drove, Peterborough | N | Battery
Infinis California Limited, California Hybrid Solar & BESS | 50 | 2027-03-30 | California Hybrid Solar & BESS | N | Solar
Sa Calobra Power Limited, Worestt Lane, Whelly Hill Farm BESS | 50 | 2033-10-28 | Worestt Lane, Whelly Hill Farm BESS | N | Battery
Binn Solar Farm | 30 | 2035-10-31 | ABERNETHY 2 GSP | N | Solar
Lagrae Battery Storage | 400 | 2036-10-31 | Glenmuckloch 132kV Substation | N | Battery
Penketh Hall Farm | 249.9 | 2035-07-01 | Fiddlers Ferry 275kV Substation | N | Battery
Bilbo Farm | 53.3 | 2033-10-31 | Strichen GSP | N | Battery
Greentech Invest UK (19) Limited, Foxhil Farm | 17 | 2037-10-30 | Foxhil Farm | N | Solar
Glenmuckloch Pumped Storage | 210 | 2029-05-18 | Glenmuckloch 132kV Substation | N | LDES
Arnold White Group, 4 Vimy Court, Vimy Road, Leighton Buzzard | 2.2 | 2034-10-31 | 4 Vimy Court, Vimy Road, Leighton Buzzard | N | Solar
Whiteminhill Renewable Energy Park | 100 | 2036-10-31 | Mark Hill 275/33kV | N | Battery
Elements Green Penllergaer Ltd, Penllergaer Solar Park | 30 | 2026-08-31 | Penllergaer Solar Park | N | Solar
Keith BESS Station | 420 | 2033-10-31 | Blackhillock substation | N | Battery
Culham Storage | 580 | 2027-10-29 | Culham Jet 400kV Substation | N | Battery
EEB48 Limited, SUNDERLANDWICK SOLAR PV FARM, SUNDERLANDWICK, DRIFFIELD, YO25 9AD | 35 | 2033-05-31 | SUNDERLANDWICK SOLAR PV FARM, SUNDERLANDWICK, DRIFFIELD, YO25 9AD | N | Solar
Land at Argour Estate Hydro, Land at Argour Estate Hydro | 1.5 | 2024-11-30 | Land at Argour Estate Hydro | N | Run-of-river Hydro
ALLESTON CLEAN ENERGY LIMITED, Alleston Solar Farm | 30.6 | 2028-10-31 | Alleston Solar Farm | N | Solar
Drointon Solar Farm Limited, Yew Tree Farm | 49.9 | 2027-09-30 | Yew Tree Farm | N | Battery
Wetmore Solar Limited, Wetmore Hall Solar Farm | 26.4 | 2029-10-30 | Wetmore Hall Solar Farm | N | Solar
JBM Solar Projects 21 Limited, Highleadon Solar/Laynes Wood | 49.9 | 2026-01-22 | Highleadon Solar/Laynes Wood | N | Solar
Eden LD Solar Ltd, Leigh Delamere Solar Farm | 40 | 2037-11-15 | Leigh Delamere Solar Farm | N | Battery
Rayleigh 1 Tertiary | 65.6 | 2028-10-31 | Rayleigh Main 400kV Substation | N | Battery
Kintore Electrolysis | 500 | 2028-11-14 | Kintore GSP | N | Transmission Connected Demand
JBM Solar Projects 24 Limited, Ashorne Solar | 49.9 | 2025-09-26 | Ashorne Solar | N | Solar
Vale of Leven Wind Farm | 72 | 2033-10-31 | Vale of Leven 132kV substation | N | Onshore Wind
Dunstable | 380 | 2034-10-30 | West Anglia Connection Node A 400kV Substation | N | Battery
Banc y Celyn Energy Park | 165 | 2033-07-01 | Future Swansea North 132kV | N | Onshore Wind
Aberarder Extension Wind Farm | 138 | 2031-04-30 | Aberarder Wind Farm 132/33kV Substation | N | Onshore Wind
ER New Projects 2 Ltd, Poppleton Solar Farm 50MW BESS | 50 | 2039-10-30 | Poppleton Solar Farm 50MW BESS | N | Battery
OWPL Windfarm | 750 | 2030-12-31 | OWPL Windfarm Platform 220/66kV Offshore Substation | N | Offshore Wind
Lairdmannoch Energy Park | 30.6 | 2030-06-28 | Lairdmannoch Energy Park 132kV substation | N | Solar
JBM Solar Projects 28 Limited, Eden Meadows | 49.9 | 2026-05-13 | Eden Meadows | N | Battery
Enray Power LTD, Molescroft Grange Farm PV | 49.9 | 2035-10-30 | Molescroft Grange Farm PV | N | Battery
Sky UK Development Limited, Crewkerne Road BESS | 30 | 2038-06-23 | Crewkerne Road BESS | N | Battery
Clashindarroch Windfarm Extension | 145.2 | 2033-10-31 | Clashindarroch Windfarm Extension 132kV Substation | N | Onshore Wind
Kirknewton Solar and BESS | 40 | 2030-04-30 | Currie GSP | N | Solar
Scottish Water Bonnybridge STW 60MW BESS | 71.96 | 2030-07-31 | Bonnybridge 275/33kV Substation | N | Battery
Leuchland Energy Centre B | 59.38 | 2033-10-31 | Leuchland Farm IDNO | N | Solar
Pathfinder Clean Energy (PACE), Land off Twinwood Road, Bedford | 69 | 2028-10-31 | Land off Twinwood Road, Bedford | N | Battery
Chiltern Renewables Hockliffe Limited, Grounds Farm, Leighton Buzzard | 20 | 2031-10-31 | Grounds Farm, Leighton Buzzard | N | Solar
TotalEnergies Renewables UK Limited, Crabbes Farm, Woodbridge | 35 | 2028-12-31 | Crabbes Farm, Woodbridge | N | Solar
Wymondley Farm | 524.4 | 2032-10-30 | Wymondley 2 400kV Substation | N | Solar
Mill Hey_Capenhurst BESS | 212 | 2037-10-30 | Capenhurst GSP | N | Battery
Craiglarie Wind Farm | 151.2 | 2037-10-31 | Ladyburn 132kV Substation | N | Onshore Wind
MATRONS COLLEGE RENEWABLE ENERGY LIMITED, Matrons College Farm | 49.9 | 2036-12-06 | Matrons College Farm | N | Solar
EEB71 Limited, Chillington Estate PV & BESS | 40 | 2027-03-31 | Chillington Estate PV & BESS | N | Solar
ELGIN ENERGY ES CO LIMITED, Ashby St Ledgers | 35 | 2037-10-30 | Ashby St Ledgers | N | Solar
Harmony CAS Limited, Holmfield Lane, Castleford BESS | 62.1 | 2035-10-26 | Holmfield Lane, Castleford BESS | N | Battery
Ladyfield Renewable Energy Park | 68 | 2029-10-31 | Creag Dhubh 275/132/33kV | N | Onshore Wind
Standish Hall Wind Farm, Standish Hall Wind Farm | 10 | 2037-10-30 | Standish Hall Wind Farm | N | Onshore Wind
Swansea Greener Grid Park - Connection 2 | 80.75 | 2027-06-23 | Swansea North 400kV Substation | N | Reactive Compensation
Pathfinder Clean Energy (PACE), Bunwell Road, Attleborough | 18 | 2030-10-31 | Bunwell Road, Attleborough | N | Battery
Regener8 SPV 1 Limited, Crimscote Solar Project | 47 | 2026-04-02 | Crimscote Solar Project | N | Solar
BROCKWELL STORAGE AND SOLAR LIMITED, Oak Energy Park | 100 | 2035-10-30 | Oak Energy Park | N | Battery
Achrugan Wind Farm | 99 | 2030-07-31 | Achrugan 132kV Substation | N | Onshore Wind
Enray Power LTD, Home Farm | 28 | 2034-10-30 | Home Farm | N | Solar
Biggleswade BESS | 60 | 2029-09-28 | Biggleswade 400kV Substation | N | Battery
NEL Bluebell | 240 | 2035-10-30 | Leeds North Connection Node C 400kV Substation | N | Battery
HARTLEPOOL SOLAR ELECTRIC FORECOURT LTD, Whelley Hill Charging Site | 6 | 2027-12-30 | Whelley Hill Charging Site | N | Battery
Lunanhead Solar Park | 21.8 | 2025-10-31 | Lunanhead GSP | N | Solar
Lochgreens BESS | 50 | 2028-07-31 | Dyce GSP | N | Battery
Kearsley | 53.2 | 2028-10-31 | Kearsley 275kV Substation | N | Battery
Middleton Farm BESS | 1105 | 2033-10-25 | Neilston 400kV Substation | N | Battery
GALILEO 12 LIMITED | 30 | 2033-10-31 | Fetteresso 132kV substation | N | Battery
Halbeath | 100 | 2029-07-31 | Halbeath 132kV Substation | N | Battery
Infinis Energy Storage Limited, Unit 48 Portmanmoor Road | 10 | 2037-10-31 | Unit 48 Portmanmoor Road | N | Battery
Beinn Dearg | 40 | 2037-10-31 | Beinn Dearg Hybrid Wind Farm | N | Solar
Lister Battery (formerly Lister Drive) | 70 | 2028-08-30 | Lister Drive 275kV Substation | N | Battery
EARTHCOTT BATTERY STORAGE LIMITED, Earthcott Green Farm | 99.4 | 2036-12-06 | Earthcott Green Farm | N | Battery
RWE Renewables UK Solar and Storage Limited, Silverlake, Bradford Abbas, Silverlake, Castleton, Bradford Abbas, Dorset, DT9 6SN | 49.9 | 2038-06-23 | Silverlake, Bradford Abbas, Silverlake, Castleton, Bradford Abbas, Dorset, DT9 6SN | N | Solar
BESS Swan | 245.8 | 2028-10-31 | Swansea North 400kV Substation | N | Battery
Zenobe Hawthorn Pit BESS | 388.5 | 2035-10-30 | Wearside Connection Node B 400kV Substation | N | Battery
Saltend North BESS & PV | 107.2 | 2035-10-30 | Hedon 275kV Substation | N | Solar
Garbet Wind Farm | 46.2 | 2026-10-31 | Keith GSP | N | Onshore Wind
AGS Calderside Battery Energy Storage System | 300 | 2029-10-31 | Calderside 275kV Substation | N | Battery
Red House Farm - Friston 400kV 249MW connection | 249 | 2034-10-31 | South Anglia Connection Node E 400kV Substation | N | Battery
Green Farm Energy Centre Ltd, Green Farm | 49.9 | 2037-10-30 | Green Farm | N | Battery
MINSTERLEY BATTERY STORAGE LIMITED, Minsterley | 11.2 | 2026-04-30 | Minsterley | N | Battery
Ewerby | 500 | 2033-10-30 | Navenby 400kV Substation | N | Solar
Landulph | 52.5 | 2027-10-31 | Landulph 400kV Substation | N | Solar
Opdenergy uk 3 limited, Locquiers | 12 | 2027-04-30 | Locquiers | N | Solar
BLACKPOOL EAST SOLAR FARM LIMITED, Blackpool East | 40 | 2026-01-31 | Blackpool East | N | Battery
Exagen Holly Lane Limited, Solihull, CV8 1PT | 58 | 2033-06-28 | Solihull, CV8 1PT | N | Battery
Alverdiscott Farm | 296.4 | 2037-04-24 | Alverdiscott 400kV Substation | N | Solar
Broomhill Battery Energy Storage | 49.9 | 2026-11-30 | Kintore GSP | N | Battery
Lightsource Threepwood | 150 | 2030-10-31 | Gala North 400/132kV Substation | N | Battery
Hockliffe GEC (Ethos Green) | 114 | 2032-10-29 | Dunstable 400kV Substation | N | LDES
EV SOLAR WITTERING LIMITED, Wittering, Ford Road, Wittering | 3 | 2025-09-26 | Wittering, Ford Road, Wittering | N | Battery
Statera Energy Limited, Port Clarance Hydrogen & Gas | 100 | 2035-10-30 | Port Clarance Hydrogen & Gas | N | Low Carbon Dispatchable Power
Ceislein Wind Farm | 77 | 2030-10-31 | Ceislien Wind Farm | N | Onshore Wind
RPC Coventry Energy Ltd, Coventry BESS | 31.6 | 2037-10-30 | Coventry BESS | N | Battery
Templeton BESS | 30 | 2027-10-31 | Lyndhurst 132/33kV | N | Battery
Rothienorman Battery | 634.8 | 2033-10-31 | Rothienorman 400kV Substation | N | Battery
BESS North Farm | 184.4 | 2031-11-01 | Chickerell 400kV Substation | N | Battery
Postcombe and Lewknor Solar Farm Limited (previously Solar 2 Project E Limited) Name change certificate saved., Lewknor Solar Farm | 50 | 2028-06-23 | Lewknor Solar Farm | N | Solar
GR Renewables 2 Limited, Scalm Park | 40 | 2035-10-26 | Scalm Park | N | Battery
JBM Solar Projects 17 Limited, A033 Claydon | 45 | 2025-08-26 | A033 Claydon | N | Solar
QC Whepstead Limited, Poulters Lane, Bury St. Edmunds Horringer | 48.1 | 2034-10-31 | Poulters Lane, Bury St. Edmunds Horringer | N | Solar
Downing Renewable Developments Grid Co Ltd, Halefield Farm PV | 30 | 2037-10-30 | Halefield Farm PV | N | Solar
STOKES LANE SOLAR FARM LIMITED (formerly known as Monk Sherborne solar farm limited and Solar 2 Project F Limited - name change certificate uploaded as part of evidence)., Monk Sherborne Solar | 28 | 2028-10-31 | Monk Sherborne Solar | N | Solar
Woodcock Hill Wind Farm | 30 | 2032-10-31 | Woodcock Hill WF Substation | N | Battery
NatPower Kinoulton Green Energy Park | 1000 | 2034-10-31 | West Anglia Connection Node C 400kV Substation | N | Battery
Strath Oykel Wind Farm | 5 | 2032-10-31 | Shin GSP | N | Battery
Halton Borough Council, Former St Michael's Golf Course Ditton Road Widnes | 2 | 2023-08-31 | Former St Michael's Golf Course Ditton Road Widnes | N | Battery
Coventry | 30 | 2027-03-31 | Coventry 275kV Substation | N | Solar
Power Park Retford | 440 | 2039-10-30 | High Marnham 400kV Substation | N | Transmission Connected Demand
Farmcare Trading Ltd, Stoughton Estate Solar Farm | 21 | 2037-10-30 | Stoughton Estate Solar Farm | N | Solar
Energy101 Ltd, Bedhampton BESS | 57 | 2037-10-30 | Bedhampton BESS | N | Battery
Kimblewick Solar Limited, Kimblewick Solar Farm, Kimblewick Road, Kimblewick | 25 | 2026-04-30 | Kimblewick Solar Farm, Kimblewick Road, Kimblewick | N | Solar
Root-Power South Limited, Hood Barton BESS | 99.9 | 2037-10-31 | Hood Barton BESS | N | Battery
Limekiln Extension 2 | 144 | 2037-10-31 | Limekilns 132/33kV substation | N | Onshore Wind
Fell Wind Farm | 56 | 2029-10-31 | SPT Margree collector substation | N | Onshore Wind
Essar Oil (UK) Limited trading as EET Fuels, Land at Oil Sites Road | 0.1 | 2028-10-27 | Land at Oil Sites Road | N | Low Carbon Dispatchable Power
Dolphingstone Farm | 63.6 | 2028-10-31 | Cockenzie 275/33kV | N | Battery
Conrad (Malmesbury) Limited, The Common - Battery (Malmesbury BESS) | 49.9 | 2022-03-31 | The Common - Battery (Malmesbury BESS) | N | Battery
Botley Energy Reserve 2 Limited, Botley 2 | 15 | 2026-11-20 | Botley 2 | N | Battery
Kingspan Insulation Ltd, Kingspan Insulation | 17 | 2035-10-26 | Kingspan Insulation | N | Low Carbon Dispatchable Power
Monk Fryston | 650 | 2030-12-31 | Monk Fryston 275kV Substation | N | Solar
Ash Solar Farm Limited, Ash Solar Farm | 10 | 2037-12-31 | Ash Solar Farm | N | Solar
Bramford Tertiary | 57 | 2029-10-01 | Bramford 400kV Substation | N | Battery
Qair Renewables UK Limited, Bucks Head Hybrid | 21 | 2039-10-30 | Bucks Head Hybrid | N | Battery
Riverside Energy Park Limited, Riverside Resources Recovery Ltd, Norman Road, BELVEDERE, Kent | 1.31 | 2026-04-14 | Riverside Resources Recovery Ltd, Norman Road, BELVEDERE, Kent | N | Low Carbon Dispatchable Power
Renesola Hercules Energy 2 Ltd, Rigby Estate Solar & BESS project | 60 | 2025-10-31 | Rigby Estate Solar & BESS project | N | Solar
Sutton on the Forest Solar Limited, Low Bohemia Farm | 49.9 | 2031-10-31 | Low Bohemia Farm | N | Solar
Craig Moss Farm | 300 | 2036-10-31 | Craig Moss Farm 132kV Substation | N | Battery
Ayr Flexpower | 50 | 2037-10-30 | Ayr 275/33kV | N | Solar
IBV LUSCOTT BARTON SOLAR LTD, Luscott Barton | 15 | 2037-10-31 | Luscott Barton | N | Battery
Lochaber Farm | 49.9 | 2032-10-31 | Arbroath GSP | N | Battery
S4N Lytchett, Lytchett Solar Farm PV and Battery | 32 | 2023-01-31 | Lytchett Solar Farm PV and Battery | N | Solar
Balwyllo BESS | 49.9 | 2032-06-30 | Bridge of Dun GSP | N | Battery
RWE Renewables UK Swindon Ltd, Abertillery Wind Farm | 48 | 2028-09-30 | Abertillery Wind Farm | N | Onshore Wind
Bluestone Energy Limited, Land at Bannister Green, DUNMOW Felsted | 98 | 2032-10-30 | Land at Bannister Green, DUNMOW Felsted | N | Solar
Enif BESS Limited, UK057-B Whatton Estate | 60 | 2028-10-30 | UK057-B Whatton Estate | N | Battery
Loch Fergus Solar | 41.8 | 2026-04-30 | Lochfergus Solar Substation 33kV | N | Battery
Root Power South Limited, Lowlands Farm | 50 | 2037-10-31 | Lowlands Farm | N | Battery
CONESBY SOLAR FARM LIMITED, Warren Lane Photovoltaic | 41.9 | 2026-06-30 | Warren Lane Photovoltaic | N | Solar
Urban Reserve Storage Limited, Poulton Power | 7.6 | 2025-07-31 | Poulton Power | N | Battery
Cobra Castle Solar Farm Limited, Cobra Castle Solar Farm | 35 | 2037-10-30 | Cobra Castle Solar Farm | N | Solar
Upper Ogmore Energy Limited, Upper Ogmore Wind Farm | 23.8 | 2029-03-31 | Upper Ogmore Wind Farm | N | Onshore Wind
M74 West Wind Farm | 50.5 | 2029-10-31 | M74 West Wind Farm 132kV | N | Battery
Associated British Ports, ABP Immingham wind farm | 17 | 2039-10-30 | ABP Immingham wind farm | N | Onshore Wind
Gaineamhach Hydro LLP, GAINEAMHACH HYDRO (FKA THREE LOCHS HYDRO) | 4 | 2024-06-30 | GAINEAMHACH HYDRO (FKA THREE LOCHS HYDRO) | N | Run-of-river Hydro
Mains of Dun Solar | 28 | 2032-06-30 | Bridge of Dun GSP | N | Solar
Drummond Estates, Ardtrostan Hydro | 0.1 | 2024-11-30 | Ardtrostan Hydro | N | Run-of-river Hydro
Gridsource, Border Lane, LOWESTOFT Lound NR32 5LZ | 30 | 2034-10-31 | Border Lane, LOWESTOFT Lound NR32 5LZ | N | Solar
O&G SOLAR (SPV 30) LIMITED, Union Lane | 51.4 | 2033-10-31 | Union Lane | N | Battery
Marr Renewable Energy Limited, Marr Hall Farm | 40 | 2035-10-30 | Marr Hall Farm | N | Solar
Lundie Hybrid Energy Park (Ledyatt Farm) | 57 | 2031-10-31 | Coupar Angus 2 GSP | N | Solar
Beinn Dearg | 50 | 2037-10-31 | Beinn Dearg Hybrid Wind Farm | N | Battery
Laleham | 53.2 | 2028-05-30 | Laleham 132kV Substation | N | Battery
Infinis (Oaklands) Limited, Oaklands Solar Farm BESS | 57.1 | 2033-10-31 | Oaklands Solar Farm BESS | N | Battery
Dove Solar | 550 | 2034-10-31 | North Anglia Connection Node E 400kV Substation | N | Battery
Killingholme PV & BESS | 249.9 | 2035-10-31 | Raventhorpe 400kV Substation | N | Solar
Y Bryn Wind Farm | 129.6 | 2029-05-10 | Margam 275kV Substation | N | Onshore Wind
FAB Link Interconnector | 1250 | 2032-09-30 | Exeter 400kV Substation | N | Interconnector
Gremista Energy BESS | 63.2 | 2035-10-31 | Gremista GSP | N | Battery
Rochester Renewable Project | 44 | 2030-04-30 | Kingsnorth 132kV Substation | N | Solar
IBV Barlings Solar Limited, Dunholme Station | 57.5 | 2034-10-30 | Dunholme Station | N | Solar
Yaxley GEC (Ethos Green) | 450 | 2031-10-31 | Yaxley 400kV Substation | N | Battery
Elmya Gissing BESS & PV | 568.8 | 2034-10-31 | North Anglia Connection Node A 400kV | N | LDES
Conrad Energy (Developments) II Limited, Pets Choice | 24.2 | 2036-10-30 | Pets Choice | N | Battery
Henley Downs Farm BESS | 240 | 2037-10-31 | East Kent Connection Node A 132kV Substation | N | Battery
Braintree | 1000 | 2034-10-31 | Braintree 400kV Substation | N | Solar
Quantans Hill Wind Farm | 95 | 2029-07-02 | Quantans Hill 132kV Substation | N | Onshore Wind
Garlogie A-2 | 50 | 2033-10-31 | Garlogie Production A 275/33kV GSP | N | Battery
Kirkton Wind Farm | 60 | 2029-10-29 | Connagill 275kV Substation | N | Onshore Wind
AEUK SOLAR PROJECT IX LTD, Little Fenton Solar | 13.2 | 2035-10-30 | Little Fenton Solar | N | Solar
Frodsham Solar Park | 100 | 2037-10-30 | Frodsham 132kV | N | Solar
Dalchork Farm | 200 | 2032-10-31 | Dalchork 132kV Substation | N | Battery
AR006 GF Solar Limited, Grange Farm Solar | 24 | 2025-11-30 | Grange Farm Solar | N | Solar
Staythorpe | 460 | 2030-10-31 | Staythorpe 400kV Substation | N | Battery
VPI Immingham B OCGT | 299 | 2028-10-31 | Humber Refinery 400kV Substation | N | Unabated Gas
Jordanthorpe Power Ltd, Bochum Parkway Combined Tech | 20 | 2025-11-30 | Bochum Parkway Combined Tech | N | Battery
High Mathernock Battery Storage | 346.9 | 2029-10-17 | Devol Moor 132kV Substation | N | Battery
FVS MANOR FARM LTD, WF4 Manor Farm PV | 30 | 2035-10-26 | WF4 Manor Farm PV | N | Solar
Taunton | 53.2 | 2031-10-31 | Taunton 400kV Substation | N | Battery
Clayfords Energy Storage | 49.9 | 2026-06-30 | Strichen GSP | N | Battery
Enso Green Holdings F Limited, Rushett Lane, EPSOM | 34.5 | 2028-10-31 | Rushett Lane, EPSOM | N | Battery
Arnold White Group, 4 Vimy Court, Vimy Road, Leighton Buzzard | 1 | 2034-10-31 | 4 Vimy Court, Vimy Road, Leighton Buzzard | N | Battery
Yaxley GEC (Ethos Green) | 450 | 2031-10-31 | Yaxley 400kV Substation | N | Solar
Glen Farm Wind | 35.2 | 2036-10-31 | Tongland 132/11kV | N | Onshore Wind
Calon y Gwynt | 72 | 2037-10-31 | Mid Wales Connection Node A | N | Onshore Wind
Jawcraig DC | 180 | 2033-10-31 | Armadale 400kv Substation | N | Transmission Connected Demand
Sizing John (Rainhill) | 165.9 | 2037-10-31 | Rainhill GSP | N | Battery
AGE Solar Limited, Astley Gorse Solar Farm Extension | 20 | 2037-10-30 | Astley Gorse Solar Farm Extension | N | Solar
MARCHWOOD ENERGY STORAGE | 240 | 2031-10-31 | Marchwood 400kV Substation | N | Battery
Ironbridge | 484 | 2032-10-30 | Ironbridge 400kV Substation | N | Solar
MWKB21 Limited, Land at Moss Farm | 7.6 | 2025-07-16 | Land at Moss Farm | N | Unabated Gas
Enif BESS Limited, UK057-B Whatton Estate Extension | 70 | 2037-10-30 | UK057-B Whatton Estate Extension | N | Battery
Elchies Wind Farm | 170 | 2028-11-30 | Elchies 132/33kV Substation | N | Onshore Wind
Lightsource Renewable UK Development Limited, Padiham BESS | 99.9 | 2037-10-30 | Padiham BESS | N | Battery
Humber H2ub at Killingholme | 120 | 2035-10-30 | Killingholme 400kV Substation | N | Transmission Connected Demand
Housham PV & BESS | 243.8 | 2033-05-30 | Navenby 400kV Substation | N | Battery
CONRAD ENERGY (DEVELOPMENTS) II LIMITED, Keynsham PV Plant | 16.6 | 2036-12-06 | Keynsham PV Plant | N | Solar
Teesside Green Energy Park Limited, Seal Sands HRS Biomass | 40 | 2027-09-30 | Seal Sands HRS Biomass | N | Low Carbon Dispatchable Power
Greenwell Solar Ltd, Greenswell Hybrid | 35 | 2035-10-30 | Greenswell Hybrid | N | Solar
PACE SUNSHINE ENERGY LIMITED C/O External Services, Whittlesey Road, March PE15 0AP | 49.8 | 2034-10-31 | Whittlesey Road, March PE15 0AP | N | Solar
Net Zero Fourteen Limited, Osbaldwick 99.8MW BESS | 105.6 | 2039-10-30 | Osbaldwick 99.8MW BESS | N | Battery
Kirknewton Solar and BESS | 9 | 2030-04-30 | Currie GSP | N | Battery
Push Energy Limited, Kentishes Two / Braintree | 3.2 | 2026-03-30 | Kentishes Two / Braintree | N | Solar
Tealing Solar & Storage | 80 | 2027-10-31 | Tealing IDNO 132/33kV GSP | N | Solar
Berkswell Energy Storage | 219.5 | 2027-04-30 | Berkswell 275kV Substation | N | Battery
PATHFINDER CLEAN ENERGY (PACE) UKDEV LTD, Welton Hill | 42 | 2026-07-01 | Welton Hill | N | Solar
Salters Battery Storage | 200 | 2031-10-31 | Dalkeith 400kV Substation | N | Battery
Walham PV & BESS Sub | 249.9 | 2033-11-17 | Walham 400kV Substation | N | Battery
Norfolk001 | 860 | 2031-11-30 | Walpole 400kV Substation | N | Solar
Aultmore Wind Farm (2023) | 58.38 | 2030-09-30 | Aultmore Wind Farm 132/33kV Substation | N | Battery
Willington BESS Station | 250 | 2037-10-30 | Derbyshire Connection Node D 400kV Substation | N | Battery
Buntington GEC (Ethos Green) | 850 | 2032-07-01 | Cottered 400kV Substation | N | Transmission Connected Demand
Yeowood Battery Storage Limited, Yeowood Farm | 52.5 | 2037-10-31 | Yeowood Farm | N | Battery
AGS Nerston BESS | 50 | 2033-10-31 | East Kilbride B 275/33kV Substation | N | Battery
JBM Solar Projects 5 Limited, Fraddon | 49.9 | 2036-12-06 | Fraddon | N | Battery
Cordon Farm BESS | 30 | 2033-10-31 | Abernethy GSP | N | Battery
Welsh Government, Nedd Tawe Wind Farm and BESS | 3 | 2036-12-06 | Nedd Tawe Wind Farm and BESS | N | Battery
RWE RENEWABLES UK SOLAR AND STORAGE LIMITED, J217 CUMBRIAN RING | 99.9 | 2037-10-30 | J217 CUMBRIAN RING | N | Solar
Wern Tarw Storage | 35 | 2037-10-31 | Cilfynydd 400kV Substation | N | Solar
Energi Generation 2 Ltd, NORTH FARM ELECTRICITY STORAGE PLANT | 99.9 | 2029-10-30 | NORTH FARM ELECTRICITY STORAGE PLANT | N | Battery
Market Drayton Battery Storage Limited, Market Drayton | 13.7 | 2028-10-31 | Market Drayton | N | Battery
Wacton Road Farm | 150 | 2034-10-30 | North Anglia Connection Node A 132kV Substation | N | Battery
GH DEVCO Gretna Green BESS | 56 | 2031-10-10 | Gresham House Gretna 400/132kv Substation | N | Battery
Mynydd Maen Wind Limited, Mynydd Maen Energy Parc | 25 | 2029-06-30 | Mynydd Maen Energy Parc | N | Solar
Lebanon Farm 2 BESS | 318.7 | 2033-10-31 | Warley 275kV Substation | N | Battery
Gas Generation, Holme Road | 11 | 2037-10-30 | Holme Road | N | Battery
Drakelow | 139 | 2027-12-01 | Drakelow 132kV Substation | N | Battery
IBV TICKHILL SOLAR LIMITED, Land at Heywood Grange | 30 | 2037-10-30 | Land at Heywood Grange | N | Solar
JBM Solar 12 - Shrewsbury Solar | 55 | 2028-09-30 | Shrewsbury GSP | N | Solar
Green Volt Offshore Windfarm | 150 | 2033-10-31 | New Deer 400kV Substation | N | Transmission Connected Demand
Peat Law Renewable Energy Park | 119.7 | 2033-05-30 | Gala North 400/132kV Substation | N | Solar
HW Solar Farm Ltd, Rectory Road Hartley Wood Solar Farm, Clacton-on-Sea Weeley Heath | 18 | 2028-12-31 | Rectory Road Hartley Wood Solar Farm, Clacton-on-Sea Weeley Heath | N | Solar
Wessex Solar Energy, Land at Haddon Road, Peterborough Haddon | 25 | 2030-10-31 | Land at Haddon Road, Peterborough Haddon | N | Solar
Cellarhead | 460 | 2033-10-31 | Cellarhead 400kV Substation | N | Battery
Montreathmont Moor Forest | 38.5 | 2029-10-08 | Lunanhead GSP | N | Battery
Indian Queens Energy Centre | 47.5 | 2025-05-31 | Indian Queens 400kV Substation | N | Solar
The Drum Wind Farm | 57.6 | 2037-10-31 | The Drum 132KV Substation | N | Onshore Wind
Garlogie A-1 | 50 | 2033-10-31 | Garlogie Production A 275/33kV GSP | N | Solar
Ilos New Energy, Little Flanchford Farm, REIGATE | 13.3 | 2030-12-31 | Little Flanchford Farm, REIGATE | N | Solar
Mablethorpe Storage | 1650 | 2034-10-30 | Mablethorpe 400kV Substation | N | Low Carbon Dispatchable Power
WILSON RENEWABLES (II) LLP, BANKEND RIG WINDFARM EXTENSION | 6.9 | 2027-10-31 | BANKEND RIG WINDFARM EXTENSION | N | Onshore Wind
Waltham Cross Farm 2 | 300 | 2033-11-30 | Waltham Cross B 400kV Substation | N | Transmission Connected Demand
Exagen Development Ltd, Aylsham Road, Cawston, NORWICH | 10 | 2034-10-31 | Aylsham Road, Cawston, NORWICH | N | Battery
Lorg Wind Farm | 69.5 | 2028-04-07 | Lorg Wind Farm 132/32kV | N | Onshore Wind
DONCUTT 2023 LIMITED, NEL Cutts BESS | 49.9 | 2035-10-30 | NEL Cutts BESS | N | Battery
Field House Renewables Ltd, Weel Power IDNO, IDNO Routh40 | 40 | 2033-05-31 | Weel Power IDNO, IDNO Routh40 | N | Battery
Boom Firsfield Solar Limited, Firsfield Farm, Estate Office, Euston | 47 | 2031-10-31 | Firsfield Farm, Estate Office, Euston | N | Solar
ALVERDISCOTT BATTERY STORAGE LIMITED, Webbery Barton | 99.4 | 2037-10-31 | Webbery Barton | N | Battery
RPC Cardiff Energy Ltd, Cardiff BESS | 49.9 | 2037-10-31 | Cardiff BESS | N | Battery
Fair Oaks Renewable Energy Park Ltd, Fields Farm | 49.9 | 2028-10-30 | Fields Farm | N | Battery
Loanhead Farm BESS | 49.9 | 2030-10-31 | Elgin GSP | N | Battery
Learielaw Energy Storage | 110 | 2028-10-31 | Broxburn 132/33kV | N | Battery
Bramford Tertiary | 57 | 2029-10-01 | Bramford 400kV Substation | N | Battery
Tegco Immingham Ltd Discussed with Navdeep and applicant name accepted, Tegco Site 1 | 60 | 2026-09-30 | Tegco Site 1 | N | Unabated Gas
Manor Farm_Sidcup | 211.2 | 2037-10-31 | Hurst GSP | N | Battery
Grupotec Renewables Ltd, Land At Cawston, Heydon Road, Norwich | 36.3 | 2034-10-31 | Land At Cawston, Heydon Road, Norwich | N | Solar
EDF ENERGY RENEWABLES LIMITED, Althorp Solar (/Glassthorpe Solar Farm) | 49.9 | 2026-03-02 | Althorp Solar (/Glassthorpe Solar Farm) | N | Solar
Lunar Freezing & Cold Storage Co LTD, Lunar Freezing & Cold Storage Co LTD (Lunar Freezing) | 0.3 | 2025-10-31 | Lunar Freezing & Cold Storage Co LTD (Lunar Freezing) | N | Solar
East Anglia One North | 915 | 2034-10-31 | Friston 400kV Substation | N | Offshore Wind
Ninfield Greener Grid Park | 49.9 | 2031-01-31 | Ninfield 400kV Substation | N | Battery
Chestnut Solar Farm Limited, Chestnut Solar Farm | 2 | 2026-03-26 | Chestnut Solar Farm | N | Battery
Clean Planet Solar | 293.7 | 2037-11-01 | Frodsham 400kV Substation | N | Solar
Edwin Richards Energy Storage Park Limtied, Edwin Richards Energy Storage Park | 99.9 | 2037-10-30 | Edwin Richards Energy Storage Park | N | Battery
ATTIX CIC, KILBIRNIE (BRIDGEND WIND) | 2.5 | 2025-02-28 | KILBIRNIE (BRIDGEND WIND) | N | Onshore Wind
Conrad Energy (Developments) II Limited, WICKHAM PV GENERATING STATION | 49.9 | 2037-11-15 | WICKHAM PV GENERATING STATION | N | Solar
MISSLEBROOKS STORAGE FACILITY LIMITED, North Baddesley BESS | 57 | 2036-12-31 | North Baddesley BESS | N | Battery
Swansea North Green Energy Centre | 570.1 | 2028-10-31 | Swansea North 400kV Substation | N | Battery
Middleton of Potterton Farm | 49.9 | 2029-03-31 | Dyce GSP | N | Battery
Clune Wind Farm | 187.2 | 2030-04-30 | Clune 132/33 kV Substation | N | Onshore Wind
Grendon Solar & BESS | 500 | 2029-07-01 | Grendon 400kV Substation | N | Battery
Forsa Energy (Drumcross) Holdings Limited, North Road Gas Generation | 22.5 | 2037-10-30 | North Road Gas Generation | N | Unabated Gas
Moreton Estate | 480 | 2037-04-28 | Chickerell B 400kV Substation | N | Solar
Cowley (Tertiary) | 69.4 | 2025-11-30 | Cowley 400kV Substation | N | Solar
BOULTBEE BROOKS (RENEWABLES TIDDIE CROSS) LIMITED, Tiddiecross Lane | 12 | 2026-10-01 | Tiddiecross Lane | N | Solar
MARCHWOOD ENERGY STORAGE | 240 | 2028-06-01 | Marchwood 400kV Substation | N | Battery
Temple Oaks Renewable Energy Park | 240 | 2033-10-30 | Bicker Fen GSP | N | Solar
Highwith Solar Limited, Higher Witheven Solar PV Plant | 35.2 | 2026-06-30 | Higher Witheven Solar PV Plant | N | Solar
CX Utilities Ltd, A41, Aylesbury | 7.5 | 2031-10-31 | A41, Aylesbury | N | Solar
Blackpark Battery Storage | 49.9 | 2025-12-31 | Nairn GSP | N | Battery
Thormanby Solar PV & BESS | 350 | 2033-10-28 | Thormanby 400kV Substation | N | Battery
Woodcock Hill Wind Farm | 79.2 | 2032-10-31 | Woodcock Hill WF Substation | N | Onshore Wind
RE PROJECTS DEVELOPMENT LIMITED, Sinton's End Farm | 20 | 2037-10-30 | Sinton's End Farm | N | Solar
Feckenham Energy Park | 500.1 | 2033-10-31 | Feckenham 400kV Substation | N | Battery
Craigo Glenskinno | 60 | 2033-10-31 | Bridge of Dun 2 132/33kV Grid Supply Point Substation | N | Battery
DEPOT WIND FARM, DEPOT WIND FARM | 20 | 2028-04-28 | DEPOT WIND FARM | N | Onshore Wind
Broadshore Offshore Wind Farm | 900 | 2033-10-31 | Longside 400kV Substation | N | Offshore Wind
North Beck Energy Limited, Queens Road Turbine | 49.5 | 2028-06-30 | Queens Road Turbine | N | Low Carbon Dispatchable Power
Stark Energy Limited, Yew Tree Farm Solar | 49.9 | 2037-10-31 | Yew Tree Farm Solar | N | Solar
Girlsta | 8 | 2029-09-30 | Gremista GSP | N | Battery
iV025 Craigton Energy Storage | 48.4 | 2032-09-30 | Craigiebuckler GSP | N | Battery
Gleaston Solar and Battery Storage Limited, Gleaston Solar Storage | 22 | 2037-10-30 | Gleaston Solar Storage | N | Battery
Nant Y Maen Wind Farm | 150 | 2032-05-01 | Nant Y Maen 132KV Substation | N | Onshore Wind
Severn Trent Green Power Lodge Farm Limited, Wistow Lodge PV | 40 | 2027-09-01 | Wistow Lodge PV | N | Solar
Carbon Free 2030 | 118.8 | 2034-06-30 | Grimsby West 400kV Substation | N | Solar
Penn Battery Storage | 249 | 2028-06-30 | Penn 275kV Substation | N | Battery
NEL Lackenby | 228 | 2035-10-30 | Teeside Connection Node A 132kV Substation | N | Battery
Pitkerro Road | 49.9 | 2033-10-31 | Milton of Craigie GSP | N | Battery
Elgin Energy Esco Limited, Swan House PV | 39.6 | 2031-10-31 | Swan House PV | N | Solar
Cranwell Solar & BESS Farm | 100 | 2034-10-30 | Navenby 400kV Substation | N | Battery
Bridgend Power Limited, Coity Road BESS | 17.5 | 2028-03-31 | Coity Road BESS | N | Battery
Rowan Wind Energyfarm | 5 | 2034-10-31 | Rowan 275/33kV Substation | N | Battery
Padero Solaer Limited, Londonthorpe Solar Farm | 35.5 | 2034-10-30 | Londonthorpe Solar Farm | N | Solar
Uskmouth - New Connection | 120 | 2026-10-31 | Uskmouth 132kV Substation | N | Battery
RENBAT 6 LIMITED, Westerleigh | 99.4 | 2036-12-06 | Westerleigh | N | Battery
Pulse Clean Energy Limited, Girlington BESS | 12 | 2027-03-30 | Girlington BESS | N | Battery
Ridge Clean Energy, Great Orton Energy Park | 17.2 | 2036-10-31 | Great Orton Energy Park | N | Onshore Wind
Harker PV & BESS Sub | 288 | 2037-11-01 | Harker 400kV Substation | N | Battery
Glen Lednock | 165 | 2031-11-30 | Glen Lednock 132kV Substation | N | Onshore Wind
Temple Oaks Renewable Energy Park | 240 | 2033-10-30 | Bicker Fen GSP | N | Battery
Diadem BESS Ltd, UK055-B Capenhurst | 99 | 2037-11-01 | UK055-B Capenhurst | N | Battery
CONRAD ENERGY (DEVELOPMENTS) II LIMITED, Landulph Solar Farm Plant | 30.3 | 2036-12-31 | Landulph Solar Farm Plant | N | Solar
Gleann Eoghainn | 25 | 2029-11-30 | Dunvegan 132/33kV Grid Supply Point Substation | N | Onshore Wind
Buntington GEC (Ethos Green) | 400 | 2032-07-01 | Cottered 400kV Substation | N | Reactive Compensation
Longpasture Solar Farm Ltd, Norton Back Lane | 50.2 | 2031-10-31 | Norton Back Lane | N | Solar
Edge Power Ltd, Kentish Farm, Braintree Stisted | 6.7 | 2026-03-30 | Kentish Farm, Braintree Stisted | N | Solar
JBM Solar Projects 24 Limited, Ashorne Solar | 10 | 2025-09-26 | Ashorne Solar | N | Battery
CARGO BATTERY STORAGE LIMITED, Kingmoor Park | 99.4 | 2037-10-30 | Kingmoor Park | N | Battery
Thornton Facility | 50.4 | 2025-09-24 | Thornton 400kV Substation | N | Solar
VICARAGE DROVE ENERGY CENTRE LIMITED, Vicarage Drove Solar & Storage Plant | 51.8 | 2025-09-19 | Vicarage Drove Solar & Storage Plant | N | Solar
Applicant, Lunar Freezing & Cold Storage Co LTD | 0.45 | 2025-10-31 | Lunar Freezing & Cold Storage Co LTD | N | Solar
Anesco Limited, Woodhouse Solar Farm | 42.8 | 2033-05-31 | Woodhouse Solar Farm | N | Solar
Applicant, Lunar Freezing & Cold Storage Co LTD | 0.3 | 2025-10-31 | Lunar Freezing & Cold Storage Co LTD | N | Solar
Regener8 Power Ltd, SE of Wilson Road, Longstanton, Cambridge | 20 | 2028-10-31 | SE of Wilson Road, Longstanton, Cambridge | N | Solar
Grantham Generation | 700 | 2035-10-30 | Trent Valley South Connection Node C 400kV Substation | N | Solar
NEL Suggit | 240 | 2035-10-30 | Saltend North GSP | N | Battery
Brian Henton, Lower Hanyards Farm Solar | 49.5 | 2027-09-30 | Lower Hanyards Farm Solar | N | Solar
Breakish Windfarm | 50 | 2029-11-30 | Breakish 132/33kV | N | Onshore Wind
Craigend | 76.23 | 2032-06-30 | Arbroath GSP | N | Solar
West Sussex County Council, Halewick Lane, LANCING Sompting | 36 | 2026-12-18 | Halewick Lane, LANCING Sompting | N | Battery
Highland Wind Farm | 168 | 2030-10-31 | Highland Wind Farm 132/33kV substation | N | Onshore Wind
Rivox Wind Farm | 90 | 2031-10-10 | Rivox 132/33kV | N | Battery
NatPower Navenby Energy Park | 1000 | 2034-10-30 | Trent Valley South Connection Node C 400kV Substation | N | Battery
Kellwood Road BESS | 48.8 | 2027-10-31 | Dumfries 132/33kV | N | Battery
Clean Planet Solar | 293.6 | 2037-11-01 | Frodsham 400kV Substation | N | Battery
Olrig Mains Wind Farm | 26.5 | 2033-10-31 | Thurso 2 275/33kV Substation | N | Onshore Wind
greentech Invest UK (13) Ltd, Kilsby | 49.9 | 2037-10-30 | Kilsby | N | Battery
STALLINGBOROUGH CARBON CAPTURE CCGT | 906 | 2035-05-30 | Grimsby West 400kV Substation | N | Low Carbon Dispatchable Power
GRID GREEN LIMITED, Duncombe Road BESS | 30 | 2035-10-30 | Duncombe Road BESS | N | Battery
Yorkshire Reactive Power Limited | 0.1 | 2028-10-30 | Neepsend 275kV Substation | N | Reactive Compensation
Alcemi Midmill BESS | 300 | 2029-12-31 | Kintore 275kV | N | Battery
Willington Energy Park | 300 | 2030-06-30 | Willington 400kV Substation | N | Solar
Rochester Renewable Project | 52.3 | 2030-04-30 | Kingsnorth 132kV Substation | N | Battery
Qc Morimondo Ltd, Brick Lane, Framlingham, Woodbridge | 26.4 | 2034-10-31 | Brick Lane, Framlingham, Woodbridge | N | Solar
Bendle Farm | 228 | 2031-10-31 | Gretna 400/132kV | N | Battery
Zenobe Spennymoor BESS | 388.5 | 2035-10-30 | Wearside Connection Node D 400kV Substation | N | Battery
Arise Renewable Energy UK Limited, Great Harmeston Solar Farm | 65 | 2037-12-31 | Great Harmeston Solar Farm | N | Solar
LionLink | 1800 | 2032-10-31 | Friston 400kV Substation | Y | Interconnector
Glebe Farm Energy Limited, GLEBE FARM | 10 | 2036-12-06 | GLEBE FARM | N | Solar
Aston Lane Solar Farm Limited, Sudbury Estate | 49.9 | 2024-07-25 | Sudbury Estate | N | Battery
Balgonie Farm | 49.9 | 2028-10-31 | ABERNETHY 2 GSP | N | Battery
Tween Bridge Solar Park | 239.6 | 2035-10-30 | Trent Valley North Connection Node B 400kV Substation | N | Solar
EGREMONT SOLAR FARM LIMITED, Egremont Solar Farm | 15 | 2026-12-31 | Egremont Solar Farm | N | Solar
Voltwise Power Holdings Limited, Land At Pinstone Farm, Oxford Road, Gerrards Cross | 72 | 2037-10-30 | Land At Pinstone Farm, Oxford Road, Gerrards Cross | N | Battery
Navigate Corporation, TITCHFIELD LANE | 79.2 | 2037-11-15 | TITCHFIELD LANE | N | Battery
Severn Trent Green Power Atherstone Limited, Atherstone Farm | 26 | 2027-01-02 | Atherstone Farm | N | Solar
RENBAT 6 LIMITED, Westerleigh | 99.4 | 2036-12-06 | Westerleigh | N | Battery
ROOT POWER NORTH LIMITED, AG45 BESS Station Road East BESS | 99 | 2039-10-31 | AG45 BESS Station Road East BESS | N | Battery
Exagen Thurcroft Interchange Limited, Thurcroft Energy Park, Parkcliff Farm BESS | 49.9 | 2034-10-30 | Thurcroft Energy Park, Parkcliff Farm BESS | N | Solar
EL (SLH) LIMITED, Wharf Road, STANFORD-LE-HOPE | 49.5 | 2026-03-30 | Wharf Road, STANFORD-LE-HOPE | N | Unabated Gas
Investment Company Ltdlow Carbon Uk Sola, The Range, Eynesbury Hardwicke, ST. NEOTS, Cambridgeshire | 20 | 2032-10-31 | The Range, Eynesbury Hardwicke, ST. NEOTS, Cambridgeshire | N | Solar
Cedartech Energy Ltd, Lower Dunton Road, Upminster | 118.2 | 2036-10-31 | Lower Dunton Road, Upminster | N | Battery
Drax Power Station Data Centre | 1200 | 2039-10-30 | Trent Valley North Connection Node B 132kV Substation | N | Transmission Connected Demand
Cnoc Morail Wind Farm | 26.4 | 2030-10-30 | Mybster 132/33kV Substation | N | Onshore Wind
Astley Gorse Solar Limited, Astley Gorse Solar Farm | 20 | 2025-12-23 | Astley Gorse Solar Farm | N | Solar
STRATHRUDDIE ENERGY CENTRE LIMITED, STRATHRUDDIE SOLAR FARM | 22 | 2026-10-31 | STRATHRUDDIE SOLAR FARM | N | Battery
Balance Energy 6 Limited, Hydes Lane | 49.5 | 2027-01-24 | Hydes Lane | N | Battery
BL SOLAR 9 (MANOR FARM) LIMITED, MANOR FARM PV EXTENSION | 3.5 | 2037-10-30 | MANOR FARM PV EXTENSION | N | Solar
Indian Queens | 50.1 | 2024-07-30 | Indian Queens 400kV Substation | N | Solar
Keadby | 250 | 2035-10-30 | Keadby GSP | N | Battery
Great Coates BESS | 316.1 | 2035-10-30 | Grimsby West 400kV Substation | N | Battery
Thornton Facility | 100.8 | 2027-10-29 | Thornton 400kV Substation | N | Battery
Mid Moile Wind Farm | 105 | 2036-12-31 | Arecleoch 132/33kV | N | Onshore Wind
Bolney Grid Stability Services | 0.1 | 2031-10-31 | Bolney 400kV Substation | N | Reactive Compensation
Harmony KT Ltd, Kiveton Park BESS | 51.8 | 2039-10-30 | Kiveton Park BESS | N | Battery
Plas Power Estate North Tertiary | 57 | 2028-05-31 | Legacy 400kV Substation | N | Battery
Paytherden Solar Farm Limited, Peradon Solar & Storage | 52.8 | 2027-02-28 | Peradon Solar & Storage | N | Solar
Root-Power (South) Limited, Little Hale BESS | 99 | 2034-10-30 | Little Hale BESS | N | Battery
Pelham GEC (Ethos Green) | 114 | 2035-05-31 | Pelham 400kV Substation | N | LDES
Mercia Power Response (Fordbridge Lane) Limited, Fordbridge Lane | 7.3 | 2025-09-30 | Fordbridge Lane | N | Unabated Gas
ABEI ENERGY GREEN I LIMITED / Blue Stone Renewable V Limited, Ramsclough Solar Farm | 26.4 | 2037-10-30 | Ramsclough Solar Farm | N | Solar
West Burton B | 0 | 2033-10-30 | West Burton 400kV Substation | N | Battery
Econergy Renewable Energy Ltd, Park farm, Pound Lane, ASHFORD | 50 | 2031-10-31 | Park farm, Pound Lane, ASHFORD | N | Solar
JBM Solar Projects 26 Limited, Bagworth Road | 49.9 | 2025-12-01 | Bagworth Road | N | Solar
WIND 2 LIMITED, BRAE WIND FARM | 19.8 | 2032-08-30 | BRAE WIND FARM | N | Onshore Wind
Appin Wind Farm | 66 | 2031-10-31 | Glenglass 132kV Substation | N | Onshore Wind
Midlands Estate Energy Park | 30.6 | 2039-10-30 | West Burton 400kV Substation | N | Battery
Mount Blairy | 35.2 | 2027-10-31 | Macduff GSP | N | Solar
BW ESS Development UK Limited, Exeter Battery Storage Site | 99.9 | 2028-10-31 | Exeter Battery Storage Site | N | Battery
Arnold White Group, 4 Vimy Court, Vimy Road, Leighton Buzzard | 1.9 | 2034-10-31 | 4 Vimy Court, Vimy Road, Leighton Buzzard | N | Onshore Wind
Imai Solar Ltd, Grimsby Solar II | 49.9 | 2035-10-30 | Grimsby Solar II | N | Solar
Lincolnshire Energy Park | 201.2 | 2039-10-30 | New Lincolnshire Connection Substation | N | Battery
Mynydd Maen Wind Limited, Mynydd Maen Energy Parc | 55.9 | 2029-06-30 | Mynydd Maen Energy Parc | N | Onshore Wind
The North Lincolnshire Green Energy Park Limited, FLIXBOROUGH HRS, STATHER ROAD, FLIXBOROUGH, SCUNTHORPE, DN15 8SE | 63 | 2027-10-31 | FLIXBOROUGH HRS, STATHER ROAD, FLIXBOROUGH, SCUNTHORPE, DN15 8SE | N | Low Carbon Dispatchable Power
Pennant Walters (Holdings) Ltd, Lewis Merthyr (renamed Mynydd y Glyn) | 6 | 2029-05-31 | Lewis Merthyr (renamed Mynydd y Glyn) | N | Onshore Wind
Swansea Greener Grid Park - Connection 1 | 161.5 | 2024-08-31 | Swansea North 400kV Substation | N | Reactive Compensation
Padero Solaer Limited, Skellingthorpe Solar Farm | 29.4 | 2034-10-30 | Skellingthorpe Solar Farm | N | Solar
Monk Fryston | 249.9 | 2035-10-30 | Monk Fryston 275kV Substation | N | Battery
Sunnica | 516.8 | 2030-10-31 | South Anglia Connection Node D 400kV Substation | N | Solar
North Dean Generation Ltd, North Dean BESS | 25 | 2035-10-30 | North Dean BESS | N | Battery
Noventum Navenby | 249 | 2035-10-30 | Trent Valley South Connection Node C 400kV Substation | N | Solar
Cracka Longi Limited, Hammars Hill Wind Farm Extension: Cracka Longi Wind, Savisgarth, Evie, Orkney, KW17 2PQ | 8.4 | 2028-06-30 | Hammars Hill Wind Farm Extension: Cracka Longi Wind, Savisgarth, Evie, Orkney, KW17 2PQ | N | Onshore Wind
Quantans Hill Wind Farm | 61.5 | 2029-07-02 | Quantans Hill 132kV Substation | N | Battery
Ravengill Renewable Energy Park | 210 | 2036-10-31 | Elvanfoot 275/132/33kV | N | Onshore Wind
Clifton Lane 150MW BSS | 150 | 2037-07-30 | Frodsham 132kV | N | Battery
Picardy Enterprises Limited, Craigshaw Drive EV and BESS | 5.8 | 2025-02-06 | Craigshaw Drive EV and BESS | N | Battery
Albrighton Battery Storage, Albrighton | 7 | 2032-10-30 | Albrighton | N | Battery
The Highland Council, INVERNESS TORVEAN BATTERY ENERGY STORAGE | 9.9 | 2027-05-31 | INVERNESS TORVEAN BATTERY ENERGY STORAGE | N | Battery
Shaw-energi Ltd, Chadwick Road | 20 | 2037-10-30 | Chadwick Road | N | Battery
WEST ESSEX GC GREEN ENERGY LTD, Bury Road, LONDON | 10 | 2033-10-31 | Bury Road, LONDON | N | Solar
Downiebrae BESS | 150 | 2028-04-30 | Dalmarnock Storage BESS 132kV Substation | N | Battery
ESB International, Tilbury Docks Site Office, Tilbury RM18 7NU | 47.8 | 2025-10-30 | Tilbury Docks Site Office, Tilbury RM18 7NU | N | Other
Craigneil Wind Farm | 42 | 2030-10-31 | Fetteresso GSP | N | Onshore Wind
Hare Hill Solar Ltd, Harehill Farm Hybrid | 10.4 | 2033-10-28 | Harehill Farm Hybrid | N | Battery
Kinnordy Estate Solar -Wind - Battery | 60 | 2032-10-31 | Lunanhead 2 GSP | N | Solar
Boultbee Brooks (Renewables Costock) Limited, Highfields, Costock | 49.9 | 2026-06-04 | Highfields, Costock | N | Solar
Tinnisburn Wind Farm | 70 | 2031-10-31 | Gretna Green 132 kV Substation | N | Onshore Wind
Cambrideshire County Council, (South of Fletton Park Way A1139) Stanground Closed Landfill, Peterborough | 2.7 | 2030-10-31 | (South of Fletton Park Way A1139) Stanground Closed Landfill, Peterborough | N | Solar
Kirkgate Lane Solar Farm Limited, Church Lane | 6 | 2035-10-26 | Church Lane | N | Solar
Littleton Pastures Solar Limited, Littleton Pastures Solar Farm | 31 | 2025-08-15 | Littleton Pastures Solar Farm | N | Solar
Dylan Green, Vox Winterton BESS | 95 | 2034-10-31 | Vox Winterton BESS | N | Battery
Luminous Energy Group Limited, Roman Road, Fitzwalters Renewable Energy Park | 49.9 | 2036-10-31 | Roman Road, Fitzwalters Renewable Energy Park | N | Solar
Net Zero Twenty-Eight Limited, Gammaton Barton BESS | 105.6 | 2037-10-31 | Gammaton Barton BESS | N | Battery
Killeal | 66 | 2036-10-31 | Newton Stewart GSP | N | Onshore Wind
Exagen Development Limited, High Spen Solar PV & BESS, Chopwell, Newcastle | 52.8 | 2035-10-30 | High Spen Solar PV & BESS, Chopwell, Newcastle | N | Battery
Gresham House Cockenzie BESS | 240 | 2026-07-31 | Cockenzie 400/132kV | N | Battery
Moorside Energy Reserve Limited, Moorside BESS | 49.9 | 2028-10-31 | Moorside BESS | N | Battery
THE FARM ENERGY COMPANY LIMITED, BERRY BPI WINDFARM | 12.6 | 2028-08-21 | BERRY BPI WINDFARM | N | Onshore Wind
Greentech Invest UK (1) Ltd, Dawley Road (New Works) | 21 | 2026-05-31 | Dawley Road (New Works) | N | Solar
Orkney Community Wind Farm - Hoy | 30 | 2028-06-30 | Finstown GSP | N | Onshore Wind
Olrig Mains Wind Farm | 8.58 | 2033-10-31 | Thurso 2 275/33kV Substation | N | Battery
Padero Solaer Limited, Watford Gap Solar Farm | 8.7 | 2037-10-30 | Watford Gap Solar Farm | N | Solar
Boyndie Solar | 69.9 | 2029-09-30 | Macduff GSP | N | Battery
Nextpower SPV 16 Ltd, Bassmead Manor, St Neots | 49.9 | 2028-10-31 | Bassmead Manor, St Neots | N | Solar
Aspley Battery Storage, Aspley | 10.5 | 2033-11-01 | Aspley | N | Battery
Viridor, Site Office, Tilbury Docks, TILBURY | 47.8 | 2033-10-31 | Site Office, Tilbury Docks, TILBURY | N | Other
Lincolnshire Energy Park | 67 | 2039-10-30 | New Lincolnshire Connection Substation | N | Reactive Compensation
Chirmorie Wind Farm | 100.8 | 2026-10-09 | Chirmorie 132/33kV Substation | N | Onshore Wind
Glenvernoch | 10 | 2037-10-31 | Glenvernoch 132kV | N | Battery
BSR Applications Limited, Hooton Pagnell Hybrid | 30 | 2035-10-30 | Hooton Pagnell Hybrid | N | Battery
Thormanby Solar PV & BESS | 350 | 2033-10-28 | Thormanby 400kV Substation | N | Solar
Lightsource SPV 18 Limited, Hurst Farm BESS | 110 | 2034-10-31 | Hurst Farm BESS | N | Battery
Brockwell Storage and Solar Ltd, Peat Dyke Farm BESS | 100 | 2035-10-30 | Peat Dyke Farm BESS | N | Battery
Codrington Energy Centre Limited, Codrington Road Solar PV | 15 | 2036-12-06 | Codrington Road Solar PV | N | Solar
Elmya Dalry BESS & PV | 568.8 | 2033-10-25 | Hunterston 400/132kV | N | LDES
High Brenfield 1 | 52.8 | 2034-10-31 | High Brenfield 1 GSP | N | Onshore Wind
Craig Nab Wind Energy Hub | 3.6 | 2031-08-29 | Ladyburn 132kV Substation | N | Battery
Penwortham BESS | 57 | 2027-10-30 | Penwortham 400kV Substation | N | Battery
Elgin Energy Esco, Hurworth Moor PV | 38 | 2039-07-30 | Hurworth Moor PV | N | Solar
Inkersall Solar Farm Limited, Inkersall Road Solar Farm | 20 | 2026-02-27 | Inkersall Road Solar Farm | N | Battery
Bellrock Offshore Wind Farm | 600 | 2035-10-31 | Hurlie 400kV substation | N | Offshore Wind
Barking BESS | 100 | 2028-10-31 | Barking West GSP | N | Battery
JBM Solar 12 - Shrewsbury Solar | 55 | 2028-09-30 | Shrewsbury GSP | N | Battery
Norton PV and BESS | 40.9 | 2027-09-16 | Norton 275kV Substation | N | Solar
Ridge Clean Energy, Great Orton Energy Park | 20 | 2036-10-31 | Great Orton Energy Park | N | Battery
Eastbridge House Solar Ltd, Eastbridge Solar | 9.9 | 2037-10-31 | Eastbridge Solar | N | Solar
Four Crosses Solar Limited, Four Crosses Solar Farm | 30 | 2037-10-30 | Four Crosses Solar Farm | N | Solar
Amegni Renewables Limited (Carno III windfarm), Carno III Wind Farm Development | 45 | 2024-06-01 | Carno III Wind Farm Development | N | Onshore Wind
Renewable Energy Systems Limited, Kibblesworth Grange Extension 16.9MW SPV | 20.6 | 2039-10-30 | Kibblesworth Grange Extension 16.9MW SPV | N | Solar
CLAY CROSS LAND LIMITED, Bridge Street, Clay Cross | 2 | 2026-06-09 | Bridge Street, Clay Cross | N | Battery
Rhigos BESS | 221 | 2037-10-31 | Rhigos B Substation | N | Battery
BOOM Low Farm Solar Limited, Low Farm Wakefield | 81.2 | 2026-09-30 | Low Farm Wakefield | N | Solar
WEYMOUTH BATTERY LIMITED, Weymouth Battery | 56 | 2037-06-03 | Weymouth Battery | N | Battery
Gelderd Road Generation Ltd, Gelderd Road BESS | 30 | 2035-10-30 | Gelderd Road BESS | N | Battery
Ardonald Wind Farm | 200 | 2033-10-31 | New North East 275kV Substation | N | Onshore Wind
Enso Green Holdings Limited, Bolney Solar, Horsham Road, | 19.3 | 2030-12-31 | Bolney Solar, Horsham Road, | N | Solar
Camp Farm | 249.9 | 2037-10-30 | Coventry 275kV Substation | N | Battery
NS Solar 03 Limited, Sherbourne Farm | 25 | 2026-11-20 | Sherbourne Farm | N | Solar
Nethercourt Solar & BESS Farm | 240 | 2034-10-31 | Nethercourt Substation | N | Solar
Stoneworthy Energy Storage Limited, Hoppaworthy Energy Park (Stoneworthy BESS) | 50.4 | 2028-10-31 | Hoppaworthy Energy Park (Stoneworthy BESS) | N | Battery
Tacher Wind | 12.9 | 2030-08-31 | Mybster 1 132/33kV Substation | N | Onshore Wind
Leuchland Energy Centre A | 59.38 | 2033-10-31 | Leuchland Farm IDNO | N | Battery
Greentech Projects Holding UK Limited, Dereham Farm, Hall Lane | 39.9 | 2034-10-31 | Dereham Farm, Hall Lane | N | Solar
Enoch Hill | 69 | 2025-05-30 | Enoch Hill 132/33kV Substation | N | Onshore Wind
Northumberland Estates Limited, Newburn Bridge BESS | 80 | 2035-10-30 | Newburn Bridge BESS | N | Battery
ARM Dev Energy Limited, Carr Edge Farm BESS | 50 | 2039-10-30 | Carr Edge Farm BESS | N | Solar
West Burton | 80 | 2027-06-30 | West Burton 132kV Substation | N | Solar
Geiselittle BESS | 49.9 | 2033-10-31 | Thurso South GSP | N | Battery
Abbey Commercial Developments Ltd, Clarkes Lane, Beccles Barsham | 49.9 | 2034-10-31 | Clarkes Lane, Beccles Barsham | N | Battery
Burdiehouse BESS | 250 | 2034-04-30 | Burdiehouse BESS 275kV Substation | N | Battery
RWE Renewables UK Solar and Storage Limited, Bishton Solar & Battery | 99.9 | 2029-10-11 | Bishton Solar & Battery | N | Battery
PACE Rex Energy Limited, Bleathwood | 30 | 2032-10-01 | Bleathwood | N | Battery
Cairntawie | 10 | 2033-10-31 | St Fergus Gas GSP | N | Onshore Wind
Lanarkshire BESS | 500 | 2027-04-30 | Strathaven 400/275kV | N | Battery
Balnacraig Battery Storage | 49.9 | 2025-07-31 | Alness GSP | N | Battery
ADS NO. 3 LTD, Rocks Green | 12 | 2025-11-15 | Rocks Green | N | Battery
GROUPOTEC SOLAR UK 7 LTD, CHALLOCH SOLAR FARM | 6 | 2028-08-01 | CHALLOCH SOLAR FARM | N | Battery
West Horndon Estate | 250 | 2037-10-31 | Warley 132kV Substation | N | Transmission Connected Demand
Locharber | 50 | 2032-10-31 | Arbroath GSP | N | Solar
Wakeleys BESS | 480 | 2033-10-30 | Wakeleys 400kV | N | Solar
Narie | 158.4 | 2036-10-31 | Narie 400/132kV Substation | N | Onshore Wind
Botley West - Cote Solar Power Station | 840 | 2026-10-30 | Botley West 400kV Substation | N | Solar
Bellbroughton Energy Park | 642.9 | 2037-10-30 | Warwickshire Connection Node A 400kV Substation | N | Battery
Braco West BESS | 49.9 | 2026-12-31 | Braco West GSP | N | Battery
Chester Energy Storage Limited, Bellevue Lane Battery Energy Storage | 40 | 2037-11-01 | Bellevue Lane Battery Energy Storage | N | Battery
Ilos New Energy, Pattenden Lane Solar Farm, Marden | 13.3 | 2037-10-31 | Pattenden Lane Solar Farm, Marden | N | Solar
BF13A TF Solar Limited (Please refer to the attached Director's Declaration form. Additionally, Novation Agrrement request was raised with SSEN (Linda Austin) on 15/07/2025., Tar Farm Cottage) | 35.2 | 2038-11-01 | Tar Farm Cottage | N | Battery
Persley Croft BESS | 50 | 2026-07-30 | Persley GSP | N | Battery
Highview Hunterston East Cryobattery | 200 | 2027-10-31 | Hunterston East 400kV | N | LDES
Sutton on the Forest Solar Limited, Low Bohemia Farm | 10 | 2031-10-31 | Low Bohemia Farm | N | Battery
Thornton Facility | 530.4 | 2032-10-29 | Thornton 400kV Substation | N | Battery
Balliemeanoch PSH | 990 | 2034-10-31 | Balliemeanoch 275kV Substation | N | LDES
Norwich | 52.5 | 2028-10-31 | Norwich Main 400kV Substation | N | Solar
Rye House | 608 | 2034-10-31 | London North East Connection Node A | N | Battery
Eden LD Solar Ltd, Leigh Delamere Solar Farm | 40 | 2025-03-31 | Leigh Delamere Solar Farm | N | Solar
Carr House Farm Energy Centre Limited, Carr House Hybrid SPV and BESS | 30.8 | 2033-08-30 | Carr House Hybrid SPV and BESS | N | Battery
Aberarder Extension Wind Farm | 117.6 | 2031-04-30 | Aberarder Wind Farm 132/33kV Substation | N | Battery
Rhug Energy Limited, Pen y Groes Project | 6 | 2037-10-31 | Pen y Groes Project | N | Battery
Otter Power Limited, Cold Northcott Wind Farm | 20 | 2028-05-31 | Cold Northcott Wind Farm | N | Onshore Wind
Buchan 01 Offshore Wind Farm | 960 | 2033-10-31 | Buchan 01 275/66kV Substation | N | Offshore Wind
Solarig Development UK Ltd, New Hall Farm, Whitwell Green Lane, Elland, HX5 9PH | 125.4 | 2039-10-30 | New Hall Farm, Whitwell Green Lane, Elland, HX5 9PH | N | Battery
Field Farm | 249.9 | 2030-09-30 | Staythorpe 400kv | N | Battery
AGS Calderside PV Solar | 85 | 2027-05-31 | Clydesmill 275/33kV | N | Solar
Garn Fach Wind Farm | 165 | 2037-10-31 | MID WALES CONNECTION NODE A 400KV SUBSTATION | N | Onshore Wind
Cryogenic Battery System (Synchronous) | 49.9 | 2026-05-08 | Carrington 400KV Substation | N | Liquid Air Energy Storage (LAES)
Necton Greener Grid Park | 92.5 | 2027-02-15 | Necton 400kV Substation | N | Reactive Compensation
RPC WOLVERHAMPTON ENERGY LTD, Canalside BESS | 60.8 | 2037-10-30 | Canalside BESS | N | Battery
BLACKPOOL EAST SOLAR FARM LIMITED, Blackpool East | 40 | 2026-01-31 | Blackpool East | N | Solar
Cairn Duhie Wind Farm | 67.2 | 2027-10-31 | Berry Burn GSP | N | Onshore Wind
Airtnoch BESS | 89 | 2027-09-29 | Whitelee Extension 275/33kV | N | Battery
Low Carbon Solar Park 26 Ltd, Primrose Lane Primrose Hall, Ramsey | 17.6 | 2028-12-31 | Primrose Lane Primrose Hall, Ramsey | N | Solar
Coddington | 240 | 2034-10-30 | Trent Valley South Connection Node C 400kV Substation | N | Battery
Amersham Substation | 205.6 | 2037-10-31 | London North West Connection Node A 132kV Substation | N | Battery
Rag Lane Solar Limited, Rag Lane Solar Farm | 40 | 2026-01-22 | Rag Lane Solar Farm | N | Solar
O'Connor Properties Limited, Heathrow BESS | 81 | 2037-12-30 | Heathrow BESS | N | Battery
Wymondley GEC (Ethos Green) | 114 | 2032-10-30 | Wymondley 400kV Substation | N | LDES
Pelham GEC (Ethos Green) | 114 | 2035-05-31 | Pelham 400kV Substation | N | Solar
Loch Fergus Solar | 46 | 2026-04-30 | Lochfergus Solar Substation 33kV | N | Solar
Wern Tarw Storage | 120 | 2037-10-31 | Cilfynydd 400kV Substation | N | Onshore Wind
Kirkton BESS | 40 | 2035-10-31 | Kintore GSP | N | Battery
IPC Tremorfa Demand | 1000 | 2037-10-31 | Cardiff East GSP | N | Transmission Connected Demand
Pathfinder Clean Energy (Pace) Ukde, Thornton Road, DOVER | 50.5 | 2036-10-31 | Thornton Road, DOVER | N | Battery
Plas Power Estate North Tertiary | 57 | 2037-10-30 | Legacy 400kV Substation | N | Solar
GR RENEWABLES 1 LIMITED, FIBDEN FARM ENERGY PARK | 40 | 2032-09-30 | FIBDEN FARM ENERGY PARK | N | Solar
Enoch Hill 2 Wind Farm | 9.6 | 2027-04-30 | Enoch Hill 2 Wind Farm 33kV Substation | N | Onshore Wind
OWPL Windfarm | 0 | 2028-10-31 | OWPL Windfarm Platform 220/66kV Offshore Substation | N | Offshore Wind
Communities for Renewables cic, Chelson Meadow Solar Farm | 15 | 2026-08-01 | Chelson Meadow Solar Farm | N | Solar
Dungeness Energy Park (Dungeness 400kV) | 500 | 2033-10-31 | East Kent connection node A 400kV Substation | N | Solar
Camblesforth Solar Farm Limited, Grange Road Multitech (38307) | 10 | 2026-12-31 | Grange Road Multitech (38307) | N | Battery
JBM Solar Projects 27 LTD, School Lane, Sittingbourne | 49.9 | 2026-10-01 | School Lane, Sittingbourne | N | Solar
Highview Hunterston East Cryobattery | 200 | 2027-10-31 | Hunterston East 400kV | N | LDES
Elgin Energy Esco Limited, Queenlanes Farm BESS | 67.9 | 2037-06-22 | Queenlanes Farm BESS | N | Battery
MARES | 750 | 2030-06-30 | Bodelwyddan 400kV Substation | N | Interconnector
EEB17 Limited, High Park Foot | 20 | 2026-01-31 | High Park Foot | N | Solar
Stepping Stones Solar Ltd, Stepping Stone Solar and BESS Hybrid | 9.9 | 2035-10-30 | Stepping Stone Solar and BESS Hybrid | N | Battery
Flash Solar Farm | 800 | 2030-10-31 | Staythorpe 400kV Substation | N | Solar
Kinder PV & BESS Station | 100 | 2039-10-30 | Coddington 400kV Substation | N | Solar
Regener8 Power Ltd, SE of Wilson Road, Longstanton, Cambridge | 10 | 2028-10-31 | SE of Wilson Road, Longstanton, Cambridge | N | Battery
Infraland Limited, Criffle Mill | 49.9 | 2028-10-31 | Criffle Mill | N | Solar
NatPower Teesside Green Energy Park | 1000 | 2035-10-30 | Teeside Connection Node A 400kV Substation | N | Battery
PACE PSR Renewable Energy Hold Co Limited, Oilwell | 49.5 | 2034-10-31 | Oilwell | N | Solar
Pace Psr Renewable Energy Hold Co L, Land North and South of Bull Road, BURY ST. EDMUNDS | 27 | 2034-10-31 | Land North and South of Bull Road, BURY ST. EDMUNDS | N | Solar
EDPR, Richborough Energy Park, SANDWICH | 49.9 | 2026-03-01 | Richborough Energy Park, SANDWICH | N | Battery
Eclipse Power Networks Limited, Church Road Link House Farm, CHELMSFORD West Hanningfield CM2 8UN | 35 | 2026-03-30 | Church Road Link House Farm, CHELMSFORD West Hanningfield CM2 8UN | N | Battery
Dogger Bank South West | 1095 | 2031-11-30 | Birkhill Wood 400kV Substation | N | Offshore Wind
BOOM Osgodby Solar Limited, Osgodby Grange Farm, South Duffield Road, Osgodby, Selby, YO8 5HR | 41 | 2029-10-01 | Osgodby Grange Farm, South Duffield Road, Osgodby, Selby, YO8 5HR | N | Solar
Sheilhill Battery Storage | 110 | 2033-10-31 | St Fergus | N | Battery
EEB47 Limited, Thorpe Constantine Solar PV | 49.9 | 2027-12-31 | Thorpe Constantine Solar PV | N | Solar
Boreland BESS | 47.52 | 2031-10-31 | Killin GSP | N | Battery
DERWENT LONDON GREEN ENERGY LIMITED, LOCHFAULDS SOLAR PARK | 18.4 | 2025-06-30 | LOCHFAULDS SOLAR PARK | N | Solar
Aldustria Ltd, St Austell 10MW BESS | 10 | 2028-10-31 | St Austell 10MW BESS | N | Battery
Garn Fach Wind Farm | 68.8 | 2037-10-31 | MID WALES CONNECTION NODE A 400KV SUBSTATION | N | Battery
Aberthaw PV & BESS Generation | 200 | 2029-10-31 | Aberthaw 275kV Substation | N | Battery
Beinn Ghlas | 35 | 2034-10-31 | Taynuilt GSP | N | Onshore Wind
RPC Port Ham Energy Ltd, Sudmeadow BESS | 51.4 | 2036-12-06 | Sudmeadow BESS | N | Battery
Old Park Farm | 200 | 2038-06-23 | Axminster 132kV Substation | N | Battery
Encyclis (Walsall) Limited, Land off Fryers Road | 54.2 | 2026-03-27 | Land off Fryers Road | N | Low Carbon Dispatchable Power
Clyde South Energy Park | 45 | 2037-10-31 | Elvanfoot 275/132/33kV | N | Solar
CRUXTON RENEWABLE ENERGY LIMITED, Cruxton Farm PV | 10 | 2026-12-31 | Cruxton Farm PV | N | Solar
QC Montferrat Limited, London Way, Royston | 26.4 | 2034-10-31 | London Way, Royston | N | Battery
Ferrybridge B BESS & Solar Substation | 100 | 2035-10-24 | Ferrybridge B 132kV Substation | N | Battery
Airds Hill Wind Farm | 80 | 2031-05-30 | Airds Hill WindFarm 132kV Substation | N | Onshore Wind
Navenby GEC (Ethos Green) | 580 | 2033-10-30 | Navenby 400kV Substation | N | Transmission Connected Demand
Britaniacrest Recycling Ltd, Wealden Works, Langhurstwood Rd, Horsham | 24 | 2026-10-31 | Wealden Works, Langhurstwood Rd, Horsham | N | Other
Low Carbon UK Solar Investments Company, Bromley Road, Ardleigh | 35 | 2031-10-31 | Bromley Road, Ardleigh | N | Battery
Chads Farm Energy Centre Limited, Chads Farm Solar & Storage | 15.9 | 2024-12-31 | Chads Farm Solar & Storage | N | Solar
Conrad Energy (Developments) II Limited, HAZEL GROVE PV SOLAR FARM | 30 | 2037-10-30 | HAZEL GROVE PV SOLAR FARM | N | Solar
Infinis Limited, Sandy Lane, Aveley, SOUTH OCKENDON, Essex | 15 | 2036-10-31 | Sandy Lane, Aveley, SOUTH OCKENDON, Essex | N | Solar
Wemyss PV Farm | 50 | 2027-06-30 | Redhouse GSP | N | Solar
Middleton Farm Solar | 39.5 | 2028-06-28 | Elderslie 132/33kV | N | Solar
Decoy Solar Farm 3 Limited, Decoy Farm | 5 | 2026-12-02 | Decoy Farm | N | Low Carbon Dispatchable Power
Lorg Extension Wind Farm | 33 | 2029-08-13 | Lorg Extension Wind Farm 132/33kV Substation | N | Onshore Wind
Net Zero Teesside Power Project | 860 | 2027-07-30 | Tod Point 275kV Substation | N | Low Carbon Dispatchable Power
Welsh Government, Carreg Wen Wind Farm and BESS | 28.5 | 2036-12-06 | Carreg Wen Wind Farm and BESS | N | Battery
Bettyhill Phase 2 Wind Farm | 1.9 | 2027-11-01 | Dounreay 132/33kV | N | Battery
ER HTP Energy | 49.9 | 2034-06-30 | Hawthorn Pit 400kV Substation | N | Solar
BNRG LANGMEAD LIMITED, MUNDHAM SOLAR FARM | 32 | 2037-10-31 | MUNDHAM SOLAR FARM | N | Solar
BISHOP AUKLAND ENERGY PARK LIMITED, Addison Road Hybrid Solar PV &BESS | 27.2 | 2031-09-30 | Addison Road Hybrid Solar PV &BESS | N | Battery
GATESHEAD ELECTRIC FORECOURT LTD, Gateshead Electric Forecourt | 6 | 2027-12-30 | Gateshead Electric Forecourt | N | Battery
Walton Road Energy Project | 240 | 2029-10-31 | Drakelow 400kV Substation | N | Battery
Low Carbon Solar Park 20 Limited, Napoleon Solar Farm, Tonbridge | 20 | 2027-10-01 | Napoleon Solar Farm, Tonbridge | N | Battery
TPS MOSS FARM LIMITED, Moss Farm | 16 | 2037-10-30 | Moss Farm | N | Solar
Norwich Green Energy Centre | 400 | 2037-10-31 | Norwich Main 400kW Substation | N | Transmission Connected Demand
Wallace Wood Solar Farm Limited, Parc Worlton (Barry Solar Park) | 42 | 2026-12-31 | Parc Worlton (Barry Solar Park) | N | Solar
Enray Power LTD, Bungalow Farm BESS | 60 | 2037-10-30 | Bungalow Farm BESS | N | Battery
Rhondda Cynon Taf County Borough Counci, Tynycoed solar (formally Coed-ely Solar) | 5.1 | 2025-07-31 | Tynycoed solar (formally Coed-ely Solar) | N | Solar
Crystal Rig IV Wind Farm | 48.2 | 2025-10-13 | Crystal Rig 400kV substation | N | Onshore Wind
ANGLO ES KITWELL LTD, Illey Lane | 49.9 | 2025-09-04 | Illey Lane | N | Battery
Church Farm Energy Centre Limited, Church Farm | 49.9 | 2028-10-30 | Church Farm | N | Solar
High Marnham 400 | 460 | 2034-10-31 | High Marnham 400kV Substation | N | Battery
NatPower Allington Green Energy Park | 1000 | 2034-10-30 | Trent Valley South Connection Node B 400kV Substation. | N | Battery
Lightsource Renewable Development Ltd, Tandridge-1 Solar Park, Crowhurst, Lingfield | 20.1 | 2037-10-31 | Tandridge-1 Solar Park, Crowhurst, Lingfield | N | Solar
Downing Renewable Developments LLP, London Road, HARLOW, Essex | 49.9 | 2033-10-31 | London Road, HARLOW, Essex | N | Solar
Severn Road Avonmouth | 49.5 | 2038-10-31 | Seabank GSP | N | Unabated Gas
Inchbean Energy Park | 60 | 2025-06-30 | Kilmarnock Town 275/33kV | N | Battery
PACE FIRE ENERGY LIMITED, Land off Mallows Lane | 5.2 | 2026-10-21 | Land off Mallows Lane | N | Battery
HGPV Ltd, Hillhead of Gask Solar and Storage Park | 5 | 2023-11-30 | Hillhead of Gask Solar and Storage Park | N | Battery
Gleaston Solar and Battery Storage Limited, Gleaston Solar Storage | 54.6 | 2037-10-30 | Gleaston Solar Storage | N | Solar
Lawford Power Ltd, Little Bromley Road, Ardleigh | 50 | 2028-12-31 | Little Bromley Road, Ardleigh | N | Battery
S Walsh & Son Limited, Tilbury Quarry Solar Site, Princess Margaret Road East , Tilbury | 54 | 2030-10-30 | Tilbury Quarry Solar Site, Princess Margaret Road East , Tilbury | N | Solar
Tegco Immingham Ltd Discussed with Navdeep and applicant name accepted, Tegco Site 2 | 60 | 2026-09-30 | Tegco Site 2 | N | Unabated Gas
Kinnon Park PV and Battery | 49.5 | 2028-10-31 | Burghmuir GSP | N | Solar
Orsted Onshore UK Limited, Barrons 2 Solar Farm | 22.9 | 2034-10-30 | Barrons 2 Solar Farm | N | Solar
GRUPOTEC SOLAR UK 9 LIMITED, Salters Lane Solar Farm | 42 | 2035-10-30 | Salters Lane Solar Farm | N | Solar
CROWN LANE BATTERY STORAGE LIMITED, Crown Lane | 99.4 | 2037-10-30 | Crown Lane | N | Battery
Eclipse Power Networks Limited, Lambeeth Farm BESS | 49.9 | 2026-10-31 | Lambeeth Farm BESS | N | Battery
STIRCHES SOLAR FARM LIMITED, STIRCHES SOLAR PV | 30 | 2027-10-18 | STIRCHES SOLAR PV | N | Solar
Strathy Wood | 63.5 | 2026-09-30 | Strathy Wood 132/33kV Substation | N | Onshore Wind
Thurrock Power Station | 375 | 2025-06-30 | Tilbury 275kV Substation | N | Battery
Rugeley | 800 | 2032-10-30 | Rugeley 400kV Substation | N | Solar
Bramford 2 GEC (Ethos Green) | 32.5 | 2032-07-01 | Bramford 400kV Substation | N | LDES
GM Preston Solar Limited, Magdalene Farm Hedon, Hul | 69.9 | 2037-10-31 | Magdalene Farm Hedon, Hul | N | Solar
WSE Cox's Brook Limited, Cox's Brook Solar Park | 21.4 | 2033-11-17 | Cox's Brook Solar Park | N | Solar
Boultbee Brooks (Renewables Monks Wood) Ltd, Station Road, Huntingdon | 18.8 | 2032-10-31 | Station Road, Huntingdon | N | Solar
FRP MERCIA HOLDCO 3 LIMITED, Bishops Bowl Battery | 40 | 2033-06-01 | Bishops Bowl Battery | N | Battery
GSI Howgrove Limited, Howgrove Solar Farm | 13.7 | 2025-09-30 | Howgrove Solar Farm | N | Solar
Ditcher Law | 53 | 2031-10-31 | Dunlaw Extension 132/33kV | N | Onshore Wind
Bryn Henllys SF Limited, Bryn Henllys Solar Park | 25.8 | 2027-04-30 | Bryn Henllys Solar Park | N | Solar
MOUNT GREEN ENERGY LTD, MOUNT FARM | 2.5 | 2026-10-31 | MOUNT FARM | N | Onshore Wind
Indian Queens Energy Centre | 47.5 | 2025-05-31 | Indian Queens 400kV Substation | N | Battery
Westfield BESS | 350 | 2031-10-31 | Westfield 275/132kV | N | Battery
Mon Solar Farm | 428.4 | 2037-10-30 | Wylfa South 400kV Substation | N | Solar
West Weybridge | 71.3 | 2027-10-31 | West Weybridge 275kV Substation | N | Battery
QC Waldo Limited, Land At, Montilo Lane, Rugby, CV23 0HB | 13.8 | 2037-10-30 | Land At, Montilo Lane, Rugby, CV23 0HB | N | Battery
Grupotec Solar UK 3 Ltd, Highfields Farm, Littlington Road, Royston | 16.5 | 2026-09-30 | Highfields Farm, Littlington Road, Royston | N | Solar
17 Acres and BESS | 95.76 | 2032-06-30 | Tealing 275/33kV Substation | N | Battery
Land at Leitholm | 49.9 | 2031-07-31 | Eccles 400/132kV | N | Solar
GFI TIMET LTD, Waunarlwydd STOR | 20 | 2026-09-30 | Waunarlwydd STOR | N | Unabated Gas
CBS Energy Storage Assets UK Limited, Knapton Hybrid BESS | 44 | 2025-12-31 | Knapton Hybrid BESS | N | Battery
BLOUNTS COURT FARM LTD, Blounts Court Farm | 21 | 2037-11-15 | Blounts Court Farm | N | Solar
Wymondley Farm | 400 | 2034-10-31 | Wymondley 2 400kV Substation | N | Transmission Connected Demand
GEI Patrickston Limited, Patrickston Farm Solar and Battery | 6 | 2025-06-30 | Patrickston Farm Solar and Battery | N | Battery
MOTCOMBE RENEWABLE ENERGY LIMITED, Motcombe Solar | 12 | 2036-12-06 | Motcombe Solar | N | Solar
IBE Flushdyke Limited, Owlers Farm Solar Farm | 20 | 2035-10-24 | Owlers Farm Solar Farm | N | Solar
Berryhill Solar Farm | 45 | 2026-10-31 | Charleston GSP | N | Solar
BF33C LHF Solar Limited, Low Horton PV - Part-2 | 42.2 | 2027-10-30 | Low Horton PV - Part-2 | N | Solar
Braybrooke Solar and Battery Connection | 300 | 2031-10-31 | Braybrooke (Network Rail) GSP | N | Battery
TagEnergy Development UK Ltd, Coventry West Energy Park | 30 | 2037-10-30 | Coventry West Energy Park | N | Battery
Worksop BESS | 480 | 2034-10-30 | Trent Valley South Connection Node B 400kV Substation. | N | Battery
IBV Fordgate Solar Limited, Fordgate Farm | 57.5 | 2037-10-31 | Fordgate Farm | N | Solar
Infinis California Limited, California Hybrid Solar & BESS | 100 | 2027-03-30 | California Hybrid Solar & BESS | N | Battery
GCRE LIMITED, Global Centre for Rail Excellence | 12.7 | 2037-10-31 | Global Centre for Rail Excellence | N | Solar
Bluestone Hawkesbury 1 Ltd, Hawkesbury Hall | 98 | 2028-10-30 | Hawkesbury Hall | N | Battery
Great Dunmow, Philips Lane | 6.9 | 2026-01-31 | Philips Lane | N | Unabated Gas
Starlight Energy UK Limited, Wards Cross | 15 | 2037-10-31 | Wards Cross | N | Solar
S4N Lytchett Ltd., Lytchett Solar Farm PV and Battery | 12 | 2026-12-31 | Lytchett Solar Farm PV and Battery | N | Battery
247 Power Ltd, Lowfields Way | 115 | 2029-10-30 | Lowfields Way | N | Battery
Sellindge (Tertiary) | 53.2 | 2028-10-31 | Sellindge 400kV Substation | N | Battery
EPL 002 Limited, Darley Road, Luton | 35 | 2031-10-31 | Darley Road, Luton | N | Battery
Dupplin Solar | 75 | 2035-10-31 | Burghmuir GSP | N | Solar
Mirfield Energy Storage Ltd, Mirfield BESS | 40 | 2036-10-30 | Mirfield BESS | N | Battery
Causeymire 2 Wind Farm | 39.6 | 2034-10-31 | Mybster 4 GSP | N | Onshore Wind
Sinclair Offshore Wind Farm | 100 | 2033-10-31 | Longside 132kV Substation | N | Offshore Wind
Mwyndy Storage | 249 | 2037-10-31 | Aberthaw 275kV Substation | N | Battery
Jerriestown Solar Limited, Harker Solar | 49.9 | 2037-10-30 | Harker Solar | N | Solar
Net Zero Twenty Two Ltd, FWS Bicker Drove BESS | 99.8 | 2034-10-30 | FWS Bicker Drove BESS | N | Battery
Qair Renewables UK Limited, Tring Road Straws Hadley's, Aylesbury Wingrave | 39.5 | 2031-10-31 | Tring Road Straws Hadley's, Aylesbury Wingrave | N | Solar
Spalding High Impact Energy Hub | 500 | 2034-10-31 | West Anglia Connection Node G 400kV Substation | N | Solar
Ayre (ex Cluaran Ear - Thuath) Offshore Wind Farm | 1008 | 2032-10-31 | Banniskirk 400kV Substation | N | Offshore Wind
PAPREC ENERGIES BINN Ltd, BINN FARM WASTE TO ENERGY FACILITY | 7.8 | 2028-10-31 | BINN FARM WASTE TO ENERGY FACILITY | N | Other
IBE Lower Elker Limited, LOWER ELKER FARM SOLAR PARK | 20 | 2037-10-30 | LOWER ELKER FARM SOLAR PARK | N | Solar
CASTLE HILLS SOLAR FARM LTD, George Fentham Trust, Land East St Peters Lane | 49.9 | 2033-06-30 | George Fentham Trust, Land East St Peters Lane | N | Solar
Botley GEC (Ethos Green) | 114 | 2033-10-31 | Botley 400kV Substation | N | LDES
Minsca extension | 30 | 2033-04-30 | Chapelcross B GSP | N | Solar
Central Bedfordshire Council, Dunton Lane, BIGGLESWADE | 39.7 | 2034-10-31 | Dunton Lane, BIGGLESWADE | N | Solar
ION VENTURES LTD, Beausale Battery System | 58 | 2026-10-31 | Beausale Battery System | N | Battery
Awel Y Mor | 1130 | 2030-03-01 | Bodelwyddan 400kV Substation | N | Offshore Wind
Elmya Melbourne BESS | 48 | 2039-10-28 | Thornton 400kV Substation | N | Battery
Midlands Estate Energy Park | 176.4 | 2033-10-31 | West Burton 400kV Substation | N | Battery
Rankeilour PV BESS Park | 49.9 | 2026-10-31 | Cupar GSP | N | Solar
Bro Tathan Development | 200 | 2029-10-31 | Aberthaw 132kV Substation | N | Transmission Connected Demand
North Kyle New Cumnock | 139.5 | 2025-05-30 | New Cumnock 275/132kV Substation | N | Onshore Wind
BLUE PLANET SOLAR | 648.9 | 2031-08-31 | Dungeness 400kV Substation | N | Battery
Green Switch Capital Limited, Potash Lane Grove Farm, IPSWICH Bentley | 39.5 | 2031-10-31 | Potash Lane Grove Farm, IPSWICH Bentley | N | Solar
Lightning 1 Energy Park Limited, Hawthorne Road BESS | 22.2 | 2023-12-31 | Hawthorne Road BESS | N | Battery
Voltalia UK Ltd, Land off A5/Kilsby Road | 44.3 | 2028-10-30 | Land off A5/Kilsby Road | N | Solar
Allt Domhain Wind Farm | 64.8 | 2035-10-31 | Carradale 1 GSP | N | Onshore Wind
INTOG 2 | 1400 | 2032-06-30 | Thorntonloch 400kV Substation | N | Offshore Wind
Market Harborough GEC (Ethos Green) | 114 | 2032-10-31 | Market Harborough 400kV Substation | N | LDES
Rassau Stability Services Limited | 0.1 | 2037-10-31 | Rassau 400kV Substation | N | Reactive Compensation
Kaimes Energy Park | 50 | 2027-04-30 | Kaimes GSP | N | Battery
Epworth PV & BESS Station | 160 | 2035-10-30 | Keadby 400kV Substation | N | Battery
Plas Power Estate North Tertiary | 57 | 2028-05-31 | Legacy 400kV Substation | N | Solar
Burton Top Solar Limited, South West of Station Lane | 8 | 2027-06-01 | South West of Station Lane | N | Battery
EMERGE Centre | 49.9 | 2029-06-29 | Ratcliffe-On-Soar 132kV Substation | N | Unaligned
Hazel Solar | 150 | 2035-10-31 | Hawthorn Pit GSP | N | Solar
MedwayOne Datacentre | 340 | 2037-10-31 | North Kent Connection Node C 400kV Substation | N | Transmission Connected Demand
Renewable Energy Systems Limited, Thoroton Solar Plant (Longhedge Solar) | 52 | 2028-04-30 | Thoroton Solar Plant (Longhedge Solar) | N | Solar
Zenobe Coalburn Battery Storage | 312 | 2027-08-31 | Coalburn North 400kV Substation | N | Battery
Sundon Storage | 580 | 2031-10-30 | Sundon 400kV Substation | N | Battery
Gwynt Alwen WF | 108.1 | 2032-10-31 | North Wales connection Node A 400kV Substation | N | Solar
Enray Power Limited, Hucklebatch Farm BESS | 60 | 2037-10-30 | Hucklebatch Farm BESS | N | Battery
Indian Queens | 53.2 | 2024-07-30 | Indian Queens 400kV Substation | N | Battery
Old Flatts Farm | 450 | 2035-10-30 | Brinsworth 400kV Substation | N | Battery
Red House Solar Ltd., Tilbury Farm | 49.9 | 2024-02-28 | Tilbury Farm | N | Solar
Balance Energy 21 Limited, Hinksford BESS | 49.5 | 2033-10-31 | Hinksford BESS | N | Battery
Keithick Estate | 50 | 2026-06-30 | Coupar Angus GSP | N | Battery
Almondell Lodge BESS & Solar Development | 50 | 2024-04-30 | Broxburn 132/33kV | N | Battery
Swansea Greener Grid Park - Connection 1 | 85 | 2028-10-31 | Swansea North 400kV Substation | N | Battery
Esm Power Ltd, Springhead Lane, AKA Northfleet BESS, GRAVESEND | 100 | 2038-10-31 | Springhead Lane, AKA Northfleet BESS, GRAVESEND | N | Battery
Rampion Extension Offshore Wind Farm | 1200 | 2029-12-31 | Bolney 400kV Substation | N | Offshore Wind
Balance Power Projects Limited, Radwell Bury Farm East, BALDOCK Radwell SG7 5ES | 49.5 | 2034-10-31 | Radwell Bury Farm East, BALDOCK Radwell SG7 5ES | N | Battery
FORTHWIND LIMITED, ENERGY PARK FIFE | 14 | 2025-12-31 | ENERGY PARK FIFE | N | Onshore Wind
Rankeilour PV BESS Park | 35 | 2026-10-31 | Cupar GSP | N | Battery
Dounreay | 34 | 2026-07-31 | Dounreay 132kV Converter | N | Battery
Quintas Cleantech, Wood Lane, Bedford | 53.2 | 2034-10-31 | Wood Lane, Bedford | N | Solar
EcoKincardine | 249 | 2030-10-31 | Kincardine North 400kV Substation | N | Battery
Deeves Hall Renewables Energy Limited, Wrotham Park Estate, South Mimms, Potters Bar | 30 | 2033-10-31 | Wrotham Park Estate, South Mimms, Potters Bar | N | Solar
Bearsden BESS | 140 | 2033-10-31 | Windyhill 275kV Substation | N | Battery
O & G Group Ltd, Priesthawes Farm, Polegate | 8.7 | 2030-12-31 | Priesthawes Farm, Polegate | N | Battery
Hockliffe GEC (Ethos Green) | 300 | 2032-10-29 | Dunstable 400kV Substation | N | Reactive Compensation
Offerton 200MW BESS | 200 | 2035-10-30 | Wearside Connection Node B2 400kV substation | N | Battery
Balance Power Projects Limited, Moor Hall Farm, Moor Hall Drive, BATTLE | 99 | 2037-12-31 | Moor Hall Farm, Moor Hall Drive, BATTLE | N | Battery
Quintfall Forest Hybrid Wind and BESS 1 | 58.5 | 2037-10-31 | Gills Bay 132kV | N | Onshore Wind
EEB71 Limited, Chillington Estate PV & BESS | 40 | 2027-03-31 | Chillington Estate PV & BESS | N | Battery
Lower Tean Leys Solar Farm Limited, Lower Tean Leys | 52.5 | 2027-09-30 | Lower Tean Leys | N | Solar
Hollybush BESS Ltd, Land at Hollybush Farm | 49.9 | 2033-10-31 | Land at Hollybush Farm | N | Battery
Dungeness Energy Park (Dungeness 400kV) | 500 | 2033-10-31 | East Kent connection node A 400kV Substation | N | Battery
Rat Hall Mod App | 300 | 2034-10-31 | Burwell South 400kV Substation | N | Solar
GM Clough Road BESS Ltd, Clough Road BESS | 85.5 | 2034-10-30 | Clough Road BESS | N | Battery
IM2 FRED BES LIMITED, Birdstall Estate Hybrid | 54 | 2039-07-30 | Birdstall Estate Hybrid | N | Solar
Low Carbon Solar Park 29 Limited, Shearwater Solar Farm, Eastbourne | 17.5 | 2029-01-31 | Shearwater Solar Farm, Eastbourne | N | Solar
PEP UK SPV1 Ltd, Bransbury Lane Solar | 7.2 | 2037-12-31 | Bransbury Lane Solar | N | Solar
Neilston 132kV Greener Grid Park | 25 | 2025-10-31 | Neilston 400/275/132kV | N | Battery
Ratcliffe on Soar Farm | 428 | 2033-10-30 | Derbyshire Connection Node C 400kV Substation | N | Solar
Woolley Solar Farm Limited, Woolley Solar Park | 29.9 | 2034-10-31 | Woolley Solar Park | N | Solar
Celaeno Solar Ltd, UK019-S Moreton Brooks | 49.9 | 2027-09-30 | UK019-S Moreton Brooks | N | Solar
Hallyburton (2) | 49.5 | 2029-10-31 | Coupar Angus 2 GSP | N | Battery
FECKENHAM BATTERY STORAGE LIMITED, Astwood Lane | 99.4 | 2033-10-31 | Astwood Lane | N | Battery
EEB16 Limited, Cullerlie Solar | 8.8 | 2021-10-31 | Cullerlie Solar | N | Solar
Strath Tirry | 35 | 2029-12-19 | Lairg GSP | N | Onshore Wind
TRERICE SOLAR FARM LIMITED, Trerice Solar Farm | 44 | 2027-05-30 | Trerice Solar Farm | N | Solar
Bradley Road Energy Centre Limited, Beelsby Hall Farm | 38.7 | 2035-10-30 | Beelsby Hall Farm | N | Solar
Low Harker BESS | 480 | 2037-11-30 | Harker 400kV Substation | N | Battery
Meall Dearg | 157.5 | 2037-10-31 | New North West 132kV Substation | N | Onshore Wind
JBM Solar Projects 20 Limited, Marston Solar Farm / Copse Lodge BESS | 49.9 | 2037-10-30 | Marston Solar Farm / Copse Lodge BESS | N | Battery
West Cumbria Energy Ltd, Weddicar Solar Farm | 31 | 2026-12-31 | Weddicar Solar Farm | N | Solar
Burgar Hill Renewables Limited | 30 | 2031-09-30 | Finstown GSP | N | Onshore Wind
Feckenham Green Energy Centre | 500 | 2037-10-30 | Feckenham 400kV Substation | N | Transmission Connected Demand
Long Stratton PV & BESS Station | 650 | 2031-10-30 | Long Stratton 400kV | N | Solar
Fareham Green Energy Limited, Fareham 3 Solar | 24 | 2037-10-30 | Fareham 3 Solar | N | Solar
Spennymoor | 60.8 | 2028-10-31 | Spennymoor 400kV Substation | N | Battery
GT R4 Wind Farm | 1500 | 2030-11-30 | Weston Marsh 400kV Substation | N | Offshore Wind
Enviromena Project Management UK Ltd, St. Marys Road, Romney Marsh, St. Mary in the Marsh | 16 | 2036-10-31 | St. Marys Road, Romney Marsh, St. Mary in the Marsh | N | Solar
Hagshaw Energy Cluster Western Expansion | 400 | 2028-07-01 | Spirebush 132kV Substation | N | Onshore Wind
Qair Renewables UK Limited., Hawkesyard Estate | 99.9 | 2037-10-30 | Hawkesyard Estate | N | Battery
VATTENFALL WIND POWER LTD, Rhydd Ddu (Mynydd Lluest y Graig) Wind farm | 133 | 2015-10-31 | Rhydd Ddu (Mynydd Lluest y Graig) Wind farm | N | Onshore Wind
Cottam Solar PV + BESS | 840 | 2029-09-01 | Cottam 400kV Substation | N | Solar
University of Exeter, University of Exeter Streatham Campus | 10 | 2037-10-31 | University of Exeter Streatham Campus | N | Solar
Bodinglee Wind Farm | 280 | 2029-04-30 | Bodinglee Wind Farm 132kV | N | Onshore Wind
PACE FIRE ENERGY LIMITED, Land off Mallows Lane | 10.2 | 2026-10-21 | Land off Mallows Lane | N | Solar
Cowley Energy Storage | 240 | 2028-10-25 | Cowley 400kV Substation | N | Battery
Grupotec Solar UK Ltd, Harbour Farm PV | 50.82 | 2031-12-31 | Harbour Farm PV | N | Solar
West Torrisdale | 43.2 | 2028-05-31 | Carradale 1 GSP | N | Onshore Wind
Mosspark Energy Park | 50 | 2030-05-31 | Dumfries 132/33kV | N | Solar
Kincraig Energy Centre | 21.8 | 2025-04-30 | Dyce GSP | N | Solar
Century Power Ltd, South Manchester BESS | 70.8 | 2037-11-01 | South Manchester BESS | N | Battery
Willington Energy Park | 200 | 2028-10-31 | Willington 400kV Substation | N | Battery
Douglas West Extension | 66 | 2025-06-30 | Douglas West Extension Windfarm | N | Onshore Wind
Grenergy Renewables UK Limited, Pea Farm Off Road Centre, Mandela Close, Oxhill, Stanley, Durham, DH9 7LU | 50 | 2039-10-30 | Pea Farm Off Road Centre, Mandela Close, Oxhill, Stanley, Durham, DH9 7LU | N | Battery
Noventum Power Limited, 2024-003 Land at Llandyfaelog (Ferryside) | 99.9 | 2036-12-06 | 2024-003 Land at Llandyfaelog (Ferryside) | N | Battery
Eye Grid Services Facility | 8 | 2025-12-31 | Yaxley 400kV Substation | N | Reactive Compensation
JBM Solar Projects 31 Limited, Main Land Centred Around Newland, Malvern Hills | 49.9 | 2032-10-30 | Main Land Centred Around Newland, Malvern Hills | N | Battery
Encyclis (Corby) Limited, Willowbrook Industrial Estate | 30 | 2027-09-01 | Willowbrook Industrial Estate | N | Low Carbon Dispatchable Power
Craig Nab Wind Energy Hub | 36 | 2031-08-29 | Ladyburn 132kV Substation | N | Onshore Wind
CONRAD ENERGY (DEVELOPMENTS) II LIMITED, Plympton Energy Storage Plant | 15.4 | 2036-12-31 | Plympton Energy Storage Plant | N | Battery
Creachan Wind Farm | 79.2 | 2030-10-31 | Creachan Wind Farm 132/33kV Substation | N | Onshore Wind
STIRCHES SOLAR FARM LIMITED, STIRCHES SOLAR PV | 30 | 2028-09-29 | STIRCHES SOLAR PV | N | Battery
Grenergy Renewables UK Limited, Stocking Pelham, Buntingford | 90 | 2034-10-31 | Stocking Pelham, Buntingford | N | Battery
DUNFERMLINE SOLAR LIMITED, DUNFERMLINE SOLAR | 33.6 | 2023-12-31 | DUNFERMLINE SOLAR | N | Battery
North Newton Solar Farm Limited, Mounsel House Solar Farm | 30 | 2028-10-31 | Mounsel House Solar Farm | N | Solar
West Burton Solar Project | 20 | 2028-11-30 | West Burton 400kV Substation | N | Battery
Gresham House Mossmoran BESS | 200 | 2031-10-31 | LOCH GELLY COLLECTOR 132KV SUBSTATION | N | Battery
EcoUskmouth | 249 | 2029-06-14 | Uskmouth 275kV Substation | N | Battery
Desborough Solar and Battery Storage II Limited, Desborough Airfield B | 57.2 | 2034-10-30 | Desborough Airfield B | N | Solar
Bunloinn Wind Farm BELLA | 5 | 2035-10-31 | Fort Augustus GSP/New Fort Augustus GSP | N | Battery
JBM Solar -Minety | 50 | 2024-11-30 | Minety 400kV Substation | N | Solar
Paytherden Solar Farm Limited, Peradon Solar & Storage | 22 | 2026-01-01 | Peradon Solar & Storage | N | Battery
SFEL Scott Limited, NEL Scott Belasis Avenue | 75 | 2033-10-30 | NEL Scott Belasis Avenue | N | Battery
NatPower Enderby - Patford Bridge Green Energy Park | 1000 | 2037-10-30 | Derbyshire Connection Node G 400kV | N | Battery
CX Utilities Ltd, Third Drove, Peterborough | 49.9 | 2030-10-31 | Third Drove, Peterborough | N | Battery
Callisterhall Wind Farm | 45.5 | 2029-04-27 | Callisterhall 132kV | N | Onshore Wind
Eggborough BESS | 200 | 2035-10-30 | Eggborough 400kV Substation | N | Battery
One Earth Solar Farm | 850 | 2029-10-31 | High Marnham 400kV Substation | N | Solar
QC Dervla Limited, Barlby Hybrid | 13.2 | 2039-10-30 | Barlby Hybrid | N | Battery
GREENTECH INVEST UK (3) LIMITED, ABERDOUR (BILLSBRAE) | 25 | 2026-06-30 | ABERDOUR (BILLSBRAE) | N | Solar
Peat Law Renewable Energy Park | 83.6 | 2033-05-30 | Gala North 400/132kV Substation | N | Onshore Wind
West Burton | 138 | 2027-06-30 | West Burton 132kV Substation | N | Battery
Root Power South Limited, Queens Park Drive | 50 | 2033-10-30 | Queens Park Drive | N | Battery
Loch Liath Wind Farm | 99 | 2035-10-31 | Loch Liath 132/33kV Substation | N | Onshore Wind
Root Power North Limited, Cooklands Farm | 50 | 2035-10-30 | Cooklands Farm | N | Battery
IPC Grid Tremorfa | 1000 | 2036-12-06 | Imperial Park B 400kV Substation | N | Battery
Lovedean (Tertiary) | 65.6 | 2029-10-30 | Lovedean 400kV Substation | N | Battery
Rye House | 798 | 2034-10-31 | London North East Connection Node A | N | Solar
Aberthaw BESS | 245.8 | 2037-10-15 | Aberthaw B 275/132kV Substation | N | Battery
Yaxley GEC (Ethos Green) | 200 | 2031-10-31 | Yaxley 400kV Substation | N | Reactive Compensation
Bodelwyddan BESS and PV | 143 | 2032-10-31 | Bodelwyddan 400kV Substation | N | Solar
Gwynt Alwen WF | 67 | 2030-06-30 | North Wales connection Node A 400kV Substation | N | Reactive Compensation
JBM Solar Limited, Low Farm, Biggleswade Edworth | 49.9 | 2034-10-31 | Low Farm, Biggleswade Edworth | N | Battery
Thorpe Marsh Green Energy Centre | 69 | 2030-10-30 | Thorpe Marsh 400kV Substation | N | Solar
Voltalia Uk Ltd, Westbury Farm (ANM) Abbotsley Road, St Neots | 59.9 | 2028-10-31 | Westbury Farm (ANM) Abbotsley Road, St Neots | N | Solar
NAVAS BESS | 49.9 | 2033-10-31 | Lairg GSP | N | Battery
D&G 2 | 60 | 2031-08-29 | Glenluce 132/33kV | N | Onshore Wind
WOOD LODGE SOLAR PROJECT LIMITED, Wood Lodge Solar Project | 36 | 2026-10-02 | Wood Lodge Solar Project | N | Solar
Centrica Easington H2HE | 1200 | 2039-10-30 | Hedon 275kV Substation | N | Transmission Connected Demand
Dove Solar | 550 | 2034-10-31 | North Anglia Connection Node E 400kV Substation | N | Solar
GALILEO 08 LIMITED | 50 | 2037-10-31 | Mid Wales Connection Node A | N | Battery
WILLINGTON (NEWTON LANE) SOLAR LIMITED, Willington Solar PV | 20.9 | 2029-10-30 | Willington Solar PV | N | Solar
Ratcliffe BESS Ltd, Ratcliffe BESS Ltd | 99.9 | 2033-10-30 | Ratcliffe BESS Ltd | N | Battery
Starlight Energy UK Limited, Denby | 40 | 2037-10-30 | Denby | N | Battery
Benthead Solar | 39.5 | 2025-04-03 | Kilwinning GSP | N | Battery
Exagen Development Limited, Highfield Lodge (Whittonstall) SPV & BESS | 44.7 | 2035-10-30 | Highfield Lodge (Whittonstall) SPV & BESS | N | Solar
Clachaig Glen Wind Farm | 47.6 | 2026-10-31 | Carradale 2 GSP | N | Onshore Wind
Cockenzie BESS | 102 | 2026-07-31 | Cockenzie 400/132kV | N | Battery
Pembroke BESS and Solar Station | 99.9 | 2028-10-31 | Pembroke 400kV Substation | N | Battery
Scatsta1 Greener Grid Park | 405 | 2032-10-29 | Scatsta 132kV Substation | N | Transmission Connected Demand
Eden FG Solar Ltd, Forest Gate Solar Farm | 34 | 2037-11-15 | Forest Gate Solar Farm | N | Battery
Mon Solar Farm | 428.4 | 2037-10-30 | Wylfa South 400kV Substation | N | Solar
Noventum Power, 2022-010 Devonshire Square | 30 | 2037-10-30 | 2022-010 Devonshire Square | N | Solar
Eggborough CCGT - OCGT - BESS | 401 | 2027-10-01 | Eggborough 400kV Substation | N | Unabated Gas
ABEI ENERGY GREEN III LIMITED, Piper Lane PGF | 31.35 | 2034-10-30 | Piper Lane PGF | N | Solar
Pembroke BESS and Solar Station | 40 | 2028-10-31 | Pembroke 400kV Substation | N | Solar
Glengolly | 49.9 | 2033-10-31 | Thurso GSP | N | Battery
KELVIN MEADOWS LTD, KELVIN MEADOWS SOLAR & BESS | 1.3 | 2029-04-30 | KELVIN MEADOWS SOLAR & BESS | N | Battery
Whiteminhill Renewable Energy Park | 119 | 2036-10-31 | Mark Hill 275/33kV | N | Solar
East Claydon Greener Grid Park | 650 | 2034-11-30 | East Claydon 400kV Substation | N | Battery
Alpha Grimsby LImited, Great Coates Moody Lane, Y1716 | 21 | 2026-09-30 | Great Coates Moody Lane, Y1716 | N | Unabated Gas
Bicker Fenn Energy Park | 600 | 2033-06-01 | Bicker Fen 400kV Substation | N | Battery
MeyGen Tidal | 398 | 2030-10-31 | Gills Bay GSP | N | Tidal
CS UK HOLDINGS III LIMITED, Home Farm PV | 35.1 | 2025-12-29 | Home Farm PV | N | Solar
STAG GRID SERVICES LIMITED, Lemington BESS | 49.9 | 2035-10-30 | Lemington BESS | N | Battery
Eden AW Solar Ltd, Lightwood Solar Farm (Awre Solar Farm) | 40 | 2033-11-17 | Lightwood Solar Farm (Awre Solar Farm) | N | Solar
Ancleggan Limited, Land at Hookers Farm | 99.9 | 2037-10-31 | Land at Hookers Farm | N | Battery
High Barns Renewable Energy Limited, High Barnes Farm Hybrid | 25 | 2039-10-30 | High Barnes Farm Hybrid | N | Battery
GALILEO 06 | 175 | 2037-10-31 | Llandyfaelog 132kV Substation | N | Onshore Wind
Plas Power Estate North Tertiary | 57 | 2037-10-30 | Legacy 400kV Substation | N | Battery
Root-Power South Limited, Scouse Farm 50MW BESS | 50 | 2038-06-23 | Scouse Farm 50MW BESS | N | Battery
Eden RB Solar Ltd, Red Barn Solar Farm | 6 | 2025-11-30 | Red Barn Solar Farm | N | Battery
Lincolnshire Energy Park | 129.6 | 2039-10-30 | New Lincolnshire Connection Substation | N | Onshore Wind
RWE Renewables UK Solar and Storage Limited, Salton Lane Hybrid | 27.5 | 2033-08-30 | Salton Lane Hybrid | N | Solar
Quintas Cleantech, Wood Lane, Bedford | 17.6 | 2034-10-31 | Wood Lane, Bedford | N | Battery
Somerset Energy Park | 520 | 2037-10-31 | Woolavington 400kV Substation | N | Solar
Aston Grange Solar Limited, Aston Grange | 6.6 | 2037-11-30 | Aston Grange | N | Battery
Braintree | 526.3 | 2034-10-31 | Braintree 400kV Substation | N | Battery
ABEI ENERGY GREEN II LIMITED, Bromborough | 75.9 | 2034-10-30 | Bromborough | N | Solar
Shetland Aerogenerators Ltd, Luggie's Knowe Phase 2 | 5 | 2025-11-07 | Luggie's Knowe Phase 2 | N | Onshore Wind
Integrated Waste Management Limited, Humberfield Recycling Centre BESS | 31.2 | 2033-05-31 | Humberfield Recycling Centre BESS | N | Battery
Monk Fryston | 460 | 2031-10-31 | Monk Fryston 400kV Substation | N | Battery
Qair Renewables UK Limited, Bucks Head Hybrid | 41.5 | 2039-10-30 | Bucks Head Hybrid | N | Solar
Crown Lane Battery Storage Limited, Crown Lane BESS 2 | 99.4 | 2037-10-30 | Crown Lane BESS 2 | N | Battery
Gamcap Developments Limited, GM Raymond Brown Solar Limited | 25 | 2037-10-30 | GM Raymond Brown Solar Limited | N | Solar
Blair Hill Wind Farm | 99 | 2036-10-31 | Craigenputtlock 400/132 kV Substation | N | Onshore Wind
Aldustria Ltd, Nicholson Road, Torquay TQ2 7AZ | 3 | 2036-12-31 | Nicholson Road, Torquay TQ2 7AZ | N | Battery
Low Carbon UK Solar Investment Company Limited, Long Meadow Solar Farm, Saffron Walden Radwinter | 12.5 | 2032-10-31 | Long Meadow Solar Farm, Saffron Walden Radwinter | N | Solar
Lime Tree Energy Park | 257 | 2034-10-31 | Friston 400kV Substation | N | Solar
Cuxton Energy Storage Limited, Cuxton, Sundridge Hill, Rochester | 49.5 | 2026-10-31 | Cuxton, Sundridge Hill, Rochester | N | Battery
Mitedlow Carbon Uk Solar Investment Comp, Burwell (Enterline) Solar Farm, Swaffham Prior, Cambridge | 10 | 2034-10-31 | Burwell (Enterline) Solar Farm, Swaffham Prior, Cambridge | N | Battery
Rugeley | 800 | 2029-08-30 | Rugeley 400kV Substation | N | Solar
Warrendale Group Ltd, Chuch Farm Solar Energy Centre | 49.9 | 2033-05-31 | Chuch Farm Solar Energy Centre | N | Solar
Strathaven West | 114 | 2029-07-23 | Strathaven 275/33kV | N | Onshore Wind
BSR Applications Limited, High Bridge Farm Solar | 8 | 2039-10-31 | High Bridge Farm Solar | N | Onshore Wind
ROTHERHAM SOLAR 1 LTD, Fordoles Farm PV | 35 | 2034-10-31 | Fordoles Farm PV | N | Solar
Enray Power LTD, Fen Dyke | 20 | 2030-10-31 | Fen Dyke | N | Solar
Drax BECCS | 300 | 2035-10-30 | Drax 400kV Substation | N | Transmission Connected Demand
Root Power South Limited, Dyche Lane BESS | 45.5 | 2034-10-30 | Dyche Lane BESS | N | Battery
High Marnham (Tertiary) | 65.6 | 2029-10-31 | High Marnham 400kV Substation | N | Battery
Kintore BESS | 49.9 | 2031-10-31 | Kintore GSP | N | Battery
Grenergy Renewables UK Limited, Ebbsfleet Farm Cottages, RAMSGATE | 50.3 | 2037-10-31 | Ebbsfleet Farm Cottages, RAMSGATE | N | Battery
Lovat Estate BESS | 49.9 | 2026-05-31 | Beauly GSP | N | Battery
Menter Mon Morlais Anglesey Marine Energy | 40 | 2030-03-31 | Penrhos GSP | N | Tidal
O&G Solar (SPV 59) Limited, Land East of Newark Road | 20.5 | 2034-10-30 | Land East of Newark Road | N | Battery
EEB63, Deptford Farm | 30 | 2027-07-01 | Deptford Farm | N | Solar
Brinsworth | 690 | 2032-10-30 | Brinsworth 400kV Substation | N | Battery
Clune Wind Farm | 117.6 | 2030-04-30 | Clune 132/33 kV Substation | N | Battery
Preston Farm Solar Limited, Preston Solar Farm | 23 | 2026-03-31 | Preston Solar Farm | N | Solar
J& M Stuart & Son - James Ian Stuart, Peel Hill Farm | 50 | 2037-10-30 | Peel Hill Farm | N | Battery
Renewables Connection Development LTD, Wisborough Solar Farm | 21.07 | 2037-10-31 | Wisborough Solar Farm | N | Solar
Fleet (Tertiary) | 54.2 | 2026-10-31 | Fleet 400kV Substation | N | Solar
Elgin Energy EsCo ltd, Pool Hall Farm | 99.9 | 2037-10-30 | Pool Hall Farm | N | Battery
Cruachan | 480 | 2027-06-01 | Cruachan 275kV Substation | N | LDES
Avonmouth project co ltd, Severn Road, Avonmouth | 15 | 2027-01-17 | Severn Road, Avonmouth | N | Unabated Gas
West Oxfordshire Energy Park | 500 | 2037-10-31 | Chiltern Connection Node D 400kV | N | Battery
Gamcap Magnora Development Company Limited, Whitwell BESS & SPV | 30.4 | 2034-10-30 | Whitwell BESS & SPV | N | Battery
Taiyo Power & Storage Limited, TPS RE Red BESS (BESS 3) | 99.9 | 2034-10-31 | TPS RE Red BESS (BESS 3) | N | Battery
EcoYaxley1 | 249 | 2030-12-30 | Yaxley 400kV Substation | N | Solar
CBS Energy Storage Assets UK Limited, Knapton Hybrid 2 | 16 | 2039-10-30 | Knapton Hybrid 2 | N | Battery
Hagshaw Wind Farm Repowering 2 | 84 | 2029-04-26 | Hagshaw Repowering Phase 3 132kV | N | Onshore Wind
RWE Renewables UK Solar and Storage Limited, Spring Wood 41MW BESS & Solar PV, Greengate Lane, South Duffield, Selby, YO8 6SU | 41 | 2039-10-31 | Spring Wood 41MW BESS & Solar PV, Greengate Lane, South Duffield, Selby, YO8 6SU | N | Battery
PACE RUDDER ENERGY LIMITED, Land east of Wombourne Rd | 49.5 | 2033-10-31 | Land east of Wombourne Rd | N | Battery
Lundie Hybrid Energy Park (Ledyatt Farm) | 55 | 2031-10-31 | Coupar Angus 2 GSP | N | Battery
Longworthy Limited, Land at Normanton Larches, Blyth Road, Worksop | 40 | 2025-12-01 | Land at Normanton Larches, Blyth Road, Worksop | N | Solar
DOVERYARD LIMITED, OLDHALL ERF (DOVERYARD ENERGY CENTRE) | 25 | 2025-05-19 | OLDHALL ERF (DOVERYARD ENERGY CENTRE) | N | Low Carbon Dispatchable Power
Norrington Energy Storage Ltd, Bath Road BESS | 99.9 | 2036-12-06 | Bath Road BESS | N | Battery
Stoneyfield | 15 | 2030-09-30 | Rothienorman GSP | N | Onshore Wind
QAIR RENEWABLES UK LIMITED, MONASHEE WIND FARM | 24 | 2026-10-01 | MONASHEE WIND FARM | N | Onshore Wind
Balgowan Solar and BESS | 49.9 | 2033-10-31 | Burghmuir GSP | N | Battery
Colin Smith, James Hutton Insitute PV | 2 | 2031-10-31 | James Hutton Insitute PV | N | Solar
Tyler Hill Renewables Ltd, Thorney, Peterborough | 49.9 | 2034-10-31 | Thorney, Peterborough | N | Battery
ESB Harker BESS | 345 | 2039-10-31 | Harker 400kV Substation | N | Battery
Cruachan Expansion | 600 | 2030-10-31 | Cruachan 275kV Substation | N | LDES
Hallyburton BESS | 49.5 | 2029-10-31 | Coupar Angus 2 GSP | N | Battery
Keithick 16 Solar & BESS | 16 | 2026-06-30 | Coupar Angus GSP | N | Solar
Swansea North Green Energy Centre | 400 | 2034-10-31 | Swansea North 400kV Substation | N | Transmission Connected Demand
Artfield Forest Wind Farm | 85.8 | 2030-06-28 | Artfield Forest Wind Farm 132kV Substation | N | Onshore Wind
Enray Power LTD, Pilsley Road | 49.9 | 2039-10-30 | Pilsley Road | N | Battery
WIND ESTATE (UK) LIMITED, DEWSHILL FARM | 10.6 | 2026-04-30 | DEWSHILL FARM | N | Onshore Wind
Buckland Marsh Solar Park | 392 | 2033-10-31 | Botley West 400kV Substation | N | Solar
Bailoh Limited, Manor Farm Solar Plant, Main Road, Beachampton | 35.5 | 2026-12-31 | Manor Farm Solar Plant, Main Road, Beachampton | N | Solar
BSR Applications Limited, Little Becks Solar, Wind and Storage | 99.9 | 2039-10-20 | Little Becks Solar, Wind and Storage | N | Solar
Oldbridge Solar Farm Limited, Oldbridge Solar Farm | 49.9 | 2037-10-31 | Oldbridge Solar Farm | N | Solar
GRUPOTEC SOLAR UK 8 LIMITED, Benridge Solar Farm | 12.6 | 2039-10-30 | Benridge Solar Farm | N | Battery
Edzell Data Centre | 800 | 2033-10-31 | New Brechin 400kV Substation | N | Transmission Connected Demand
Elgin Energy Esco, Mullensgrove Farm | 100 | 2037-10-30 | Mullensgrove Farm | N | Battery
Kybo Solar farm Limited, Gaywood Farm, Hole Lane, EDENBRIDGE | 10.6 | 2026-10-31 | Gaywood Farm, Hole Lane, EDENBRIDGE | N | Solar
Grenergy Renewables UK Limited, Hightown Drove, Burwell, Cambridgeshire | 90 | 2034-10-31 | Hightown Drove, Burwell, Cambridgeshire | N | Battery
Sunbury BESS | 200 | 2031-02-24 | Laleham GSP (SEPD) | N | Battery
Richard Long Group Ltd, Bracon Ash, Norwich | 28.2 | 2030-10-31 | Bracon Ash, Norwich | N | Solar
North Fen Solar Energy Limited, Land at Chittering Drove, Cambridge | 9.6 | 2025-09-30 | Land at Chittering Drove, Cambridge | N | Solar
Usworth House Solar Farm Limited, Usworth House PV | 27.4 | 2033-10-28 | Usworth House PV | N | Solar
Glebe Farm Energy Limited, GLEBE FARM | 10 | 2036-12-06 | GLEBE FARM | N | Battery
Keithick 16 Solar & BESS | 16 | 2026-06-30 | Coupar Angus GSP | N | Battery
Company Limitedlow Carbon Uk Solar Inves, Melbourn 2, Fallow Solar Farm, Fowlmere, ROYSTON, Hertfordshire | 70 | 2028-12-31 | Melbourn 2, Fallow Solar Farm, Fowlmere, ROYSTON, Hertfordshire | N | Solar
Drumlithie Battery Storage | 49.9 | 2028-10-31 | Fetteresso GSP | N | Battery
Berwick 40MW Solar & BESS | 40 | 2032-06-29 | Berwick 132/33kV | N | Solar
Root Power North Limited, Hastings Hill Farm BESS | 38 | 2033-10-28 | Hastings Hill Farm BESS | N | Battery
Blythe House Solar Farm Limited, Blythe House Farm | 54.6 | 2027-09-30 | Blythe House Farm | N | Solar
NextPower SPV 9 Ltd, Mill Farm Solar | 22 | 2026-12-17 | Mill Farm Solar | N | Solar
Thorpe Marsh Energy Park Limited, South Road Mixed Tech | 49.9 | 2033-10-31 | South Road Mixed Tech | N | Battery
Cenin Renewables Limited, Coedarrhydlyn Solar Park | 49.9 | 2027-09-30 | Coedarrhydlyn Solar Park | N | Solar
Acton Reynald | 156 | 2037-10-31 | Staffordshire Connection Node D 132kV Substation | N | Solar
Drakelow Power Station 3 BESS | 287.8 | 2037-10-30 | Drakelow GSP | N | Battery
Low Carbon Alliance, South Hanningfield Road, CHELMSFORD South Hanningfield | 20 | 2034-10-31 | South Hanningfield Road, CHELMSFORD South Hanningfield | N | Solar
Anglo Renewables Limited, Crows Lane, Chelmsford Woodham Ferrers | 20 | 2028-12-31 | Crows Lane, Chelmsford Woodham Ferrers | N | Solar
Carn Fearna Wind Farm | 85.8 | 2030-06-30 | Carn Fearna Wind Farm 132/33kV Substation | N | Onshore Wind
Didcot BESS 1 | 750 | 2037-10-31 | Didcot 400kV Substation | N | Battery
Contullich BESS | 54.5 | 2030-10-31 | Alness 2 275/33 kV GSP Substation | N | Battery
High Marnham 400 | 690 | 2034-10-31 | High Marnham 400kV Substation | N | Battery
BLINDWELLS FARM BESS | 49.9 | 2032-06-30 | Arbroath GSP | N | Battery
Sellindge Grid Stability Services | 0.1 | 2026-08-11 | Sellindge 400kV Substation | N | Reactive Compensation
Bramford Tertiary | 25.34 | 2029-10-01 | Bramford 400kV Substation | N | Solar
Low Carbon UK Solar Investment Company, Muntjac Solar Farm, Kings Lynn | 25 | 2030-10-31 | Muntjac Solar Farm, Kings Lynn | N | Battery
Noventum Power Ltd, Wales End Farm ANM, Sudbury | 12.5 | 2034-10-31 | Wales End Farm ANM, Sudbury | N | Solar
THE CLEAN FUTURE | 574.6 | 2033-05-31 | Killingholme 400kV Substation | N | Battery
Bodelwyddan BESS and PV | 110 | 2032-10-31 | Bodelwyddan 400kV Substation | N | Battery
Neshion Energy Park | 25 | 2035-10-31 | Gremista GSP | N | Battery
Blue Stone Renwable I, Ganbrook Solar Farm | 21.95 | 2037-11-15 | Ganbrook Solar Farm | N | Battery
IPV FLEXGEN LIMITED, Corley Solar Park | 19.4 | 2026-10-01 | Corley Solar Park | N | Solar
QC Dervla Limited, Barlby Hybrid | 35.2 | 2039-10-30 | Barlby Hybrid | N | Solar
Padero Solaer Limited, Wells Park Farm | 6.8 | 2025-09-01 | Wells Park Farm | N | Solar
Fonmon Solar Farm Limited, Fonmon Solar Park | 20 | 2027-04-30 | Fonmon Solar Park | N | Solar
Hinkley Point C | 3340 | 2030-07-31 | Hinkley Point 400kV Substation | N | Nuclear
Enray Power LTD, WIMBOLDSLEY GRANGE | 49.9 | 2037-10-30 | WIMBOLDSLEY GRANGE | N | Solar
Fern Brook Solar Farm Limited, Park Farm Solar & Battery | 20 | 2025-10-31 | Park Farm Solar & Battery | N | Solar
PACE TRIBUTE ENERGY LIMITED, Wheatenhurst | 49.5 | 2033-11-17 | Wheatenhurst | N | Solar
Sallachy Wind Farm | 49.5 | 2028-07-31 | Cassley GSP | N | Onshore Wind
Beinn Mheadhonach | 24 | 2029-11-30 | Edinbane GSP | N | Onshore Wind
Braco Battery | 49.9 | 2026-07-31 | Braco West GSP | N | Battery
Elgin Energy EsCo Limited, Forge Farm | 99.6 | 2037-10-30 | Forge Farm | N | Battery
Carlton Solar Farm Limited, Camblesforth BESS Drax Village BESS | 60 | 2033-10-28 | Camblesforth BESS Drax Village BESS | N | Battery
Cloud Hill Windfarm | 60 | 2036-10-31 | Glenglass 132/33kV | N | Battery
Ironbridge | 484 | 2032-10-30 | Ironbridge 400kV Substation | N | Solar
Icewind Hinkley Point | 1000 | 2037-10-31 | Woolavington 400kV Substation | N | Battery
Cottam Giga | 1000 | 2039-10-30 | Cottam 400kV Substation | N | Transmission Connected Demand
J212 High Grove Solar | 792.5 | 2031-10-31 | Thetford 400kV Substation | N | Solar
JBM Solar Projects 40 Ltd, Waterleys Farm | 49.9 | 2034-10-30 | Waterleys Farm | N | Solar
Greenwell Solar Ltd, Greenswell Hybrid | 9.9 | 2035-10-30 | Greenswell Hybrid | N | Battery
EEB13 Limited, Cordon Farm PV | 13 | 2024-05-31 | Cordon Farm PV | N | Solar
Cottam-Ryhall Solar & BESS | 400 | 2034-10-30 | Trent Valley South Connection Node B 400kV Substation. | N | Solar
BF33C LHF Solar Limited, Low Horton PV - Part-1 | 42.2 | 2026-10-30 | Low Horton PV - Part-1 | N | Solar
Ryhall PV & BESS | 400 | 2034-10-31 | Ryhall 400kV Substation | N | Battery
Econergy Renewable Energy Ltd, Park farm, Pound Lane, ASHFORD | 20 | 2031-10-31 | Park farm, Pound Lane, ASHFORD | N | Battery
Gaerwen Wind Farm | 67 | 2027-06-01 | Gwyddelwern 400kV Substation | N | Onshore Wind
EEB52 LIMITED, Wyndham Estate | 20 | 2025-10-01 | Wyndham Estate | N | Battery
BLACK SHED GENERATION LIMITED, BLACK SHED GAS GENERATION | 20.7 | 2024-01-01 | BLACK SHED GAS GENERATION | N | Unabated Gas
Sellindge (Tertiary) | 30.4 | 2031-10-31 | Sellindge 400kV Substation | N | Battery
Drum of Clunas Wind and Solar Park | 150 | 2031-10-31 | Drum of Clunas 275kV | N | Onshore Wind
Naos Solar Ltd, UK118-S Furzen Leaze | 25 | 2026-11-30 | UK118-S Furzen Leaze | N | Solar
Solstar PPC1 Ltd, Park Farm, Claverdon | 7 | 2037-10-30 | Park Farm, Claverdon | N | Solar
Chleansaid Wind Farm | 107.2 | 2027-07-31 | Chleansaid Wind Farm 132kV Substation | N | Onshore Wind
Riverside Industrial Estate | 80 | 2030-04-30 | Elstree B 275/132kV | N | Transmission Connected Demand
Low Carbon UK Solar Investment Co Ltd, Thame Road Kingsey Solar Farm, Princes Risborough, Longwick | 7.5 | 2025-12-30 | Thame Road Kingsey Solar Farm, Princes Risborough, Longwick | N | Solar
OWPL Windfarm | 750 | 2030-12-31 | OWPL Windfarm Platform 220/66kV Offshore Substation | N | Offshore Wind
STOR 107 Ltd, Hele BESS | 21.1 | 2028-10-31 | Hele BESS | N | Battery
Galileo 10 | 49.9 | 2031-10-31 | Bathgate 132/33kV Substation | N | Battery
Norton | 57 | 2029-06-01 | Norton 400kV Substation | N | Battery
Root Power South Limited, River Soar | 99.9 | 2037-10-30 | River Soar | N | Battery
Evolution Power Limited, Ridley Court Farm, Harley Bottom Road, New Ash Green | 49.9 | 2026-01-31 | Ridley Court Farm, Harley Bottom Road, New Ash Green | N | Solar
Lister Drive Shaw | 70.2 | 2026-09-01 | Lister Drive 275kV Substation | N | Battery
Pembroke (spare bay) | 138 | 2028-07-30 | Pembroke 132kV Substation | N | Battery
JBM Solar Projects 7 Ltd, Ryall Lane, Ryall Y409, Whitminster, Gloucester | 49 | 2026-01-08 | Ryall Lane, Ryall Y409, Whitminster, Gloucester | N | Solar
Caithness Energy Storage | 540 | 2034-10-31 | Spittal 400kV | N | Battery
Waltham Cross BESS | 57 | 2033-11-30 | London North East Connection Node A 132kv Substation | N | Transmission Connected Demand
Mauxhall Farm Energy Park Limited, Mauxhall Farm | 30.7 | 2026-03-30 | Mauxhall Farm | N | Battery
Limekiln Extension 2 | 84 | 2037-10-31 | Limekilns 132/33kV substation | N | Battery
Belltown Power UK Limited, Dormansland, Water Lane | 49.9 | 2037-10-31 | Dormansland, Water Lane | N | Solar
Braintree | 7.6 | 2026-10-30 | Braintree 400kV Substation | N | Battery
Cloud Hill Windfarm | 60 | 2030-05-31 | Glenglass 132/33kV | N | Onshore Wind
Toton Battery Storage Ltd, Toton Grid Battery One Southfields Farm | 30 | 2033-10-30 | Toton Grid Battery One Southfields Farm | N | Battery
Lightsource Renewable UK Development Ltd, Moss Nook | 70 | 2037-10-30 | Moss Nook | N | Battery
MeyGen Tidal | 300 | 2029-12-12 | Gills Bay GSP | N | Battery
Glenrothes BESS | 46 | 2025-10-30 | Glenrothes 275/33kV | N | Battery
Cleator Battery Storage Ltd, Cleator BESS Extension | 7 | 2037-10-30 | Cleator BESS Extension | N | Battery
Ratcliffe Data Centre | 720 | 2037-10-31 | Derbyshire Connection Node F 132KV | N | Transmission Connected Demand
TH Maes Melin | 205.6 | 2037-10-31 | South Wales West Connection Node A 400kV Substation | N | Battery
STIRCHES SOLAR FARM LIMITED, STIRCHES SOLAR PV | 30 | 2028-04-28 | STIRCHES SOLAR PV | N | Battery
Northumberland Estates Limited, Backworth 28MW Solar PV | 28.1 | 2036-10-31 | Backworth 28MW Solar PV | N | Solar
Thurcroft BESS | 111.8 | 2031-10-31 | Thurcroft 275kV Substation | N | Battery
ABEI ENERGY GREEN II LIMITED, Thorney Hall Farm | 25 | 2035-10-30 | Thorney Hall Farm | N | Solar
Root Power North Limited, Wadsworth Farm BESS | 50 | 2035-10-30 | Wadsworth Farm BESS | N | Battery
Burwell BESS | 249.9 | 2034-10-30 | Burwell South 400kV Substation | N | Battery
JBM Solar Projects 21 Limited, Highleadon Solar - 10MW BESS Supplementary offer | 10 | 2036-12-06 | Highleadon Solar - 10MW BESS Supplementary offer | N | Battery
Banc y Celyn Energy Park | 51 | 2033-07-01 | Future Swansea North 132kV | N | Battery
Echoing Hills Solar Ltd, Echoing Hills Solar | 9.9 | 2035-10-30 | Echoing Hills Solar | N | Battery
ROCKHAUS LTD, Elsecar Road BESS | 26 | 2035-10-31 | Elsecar Road BESS | N | Battery
Woodlands Energy Storage Ltd, Woodland BESS | 101.3 | 2035-10-30 | Woodland BESS | N | Battery
BROCKWELL STORAGE AND SOLAR LIMITED, Scawby Brook Energy | 50 | 2034-10-31 | Scawby Brook Energy | N | Solar
Kitland Solar Farm Limited, Kitland Solar Farm | 63 | 2028-10-31 | Kitland Solar Farm | N | Solar
Balinoe Wind Farm | 104.8 | 2034-10-31 | Balinoe 132kV substation | N | Onshore Wind
Bicker Fenn Energy Park | 0 | 2033-10-30 | Bicker Fen 400kV Substation | N | Solar
IRON ACTON POWER LIMITED, Larks Lane, Iron Acton | 102 | 2037-10-30 | Larks Lane, Iron Acton | N | Battery
Noventum Power, 2022-033 Battens Farm | 10 | 2037-11-15 | 2022-033 Battens Farm | N | Solar
Harmony GBW Ltd, Guisborough 28MW BESS | 36 | 2039-10-30 | Guisborough 28MW BESS | N | Battery
Grimshader Wind Farm | 79.2 | 2033-10-31 | Grimshader Wind Farm Substation132 KV | N | Onshore Wind
Mathurst Farm Energy Centre Limited, Mathurst Farm Solar, Goudhurst Road, Staplehurst | 17.02 | 2029-01-31 | Mathurst Farm Solar, Goudhurst Road, Staplehurst | N | Solar
BPUWL 25 Limited, Scotland Corner Wind Energy Hub | 19.2 | 2037-10-31 | Scotland Corner Wind Energy Hub | N | Battery
Strawberry Farm | 277.9 | 2034-10-31 | Walpole GSP (EPN) | N | Battery
Waltham | 120 | 2033-10-31 | Waltham Cross 275kV Substation | N | Transmission Connected Demand
OnPath Energy Limited, High Moorsley Solar and BESS | 52 | 2039-10-30 | High Moorsley Solar and BESS | N | Battery
IBE HAINE LIMITED, Land west of Haine Road, RAMSGATE | 20 | 2037-10-31 | Land west of Haine Road, RAMSGATE | N | Solar
Grantham Generation | 350 | 2035-10-30 | Trent Valley South Connection Node C 400kV Substation | N | Battery
High Marnham 400 | 53.29 | 2034-10-31 | High Marnham 400kV Substation | N | Solar
Shire End Solar Farm | 20 | 2033-10-31 | Abernethy GSP | N | Solar
Killin Farm BESS | 49.4 | 2028-10-31 | Killin GSP | N | Battery
Tween Bridge Solar Park | 669.9 | 2032-11-30 | Trent Valley North Connection Node B 400kV Substation | N | Solar
Warrendale Group Ltd, Chuch Farm Solar Energy Centre | 49.9 | 2033-05-31 | Chuch Farm Solar Energy Centre | N | Battery
Greengage Farm | 588 | 2034-10-31 | Biggleswade 400kV Substation | N | Battery
Renewable Connections Developments, Britton Court, Chapel Lane, CANTERBURY | 35.12 | 2036-06-01 | Britton Court, Chapel Lane, CANTERBURY | N | Battery
Lunar Freezing & Cold Storage Co LTD, Lunar Freezing & Cold Storage Co LTD | 0.2 | 2025-10-31 | Lunar Freezing & Cold Storage Co LTD | N | Solar
Peattie Farm - Coupar Angus | 22 | 2029-10-31 | Peattie Farm 33kV | N | Solar
Common Farm Solar Park Limited, Common Farm Dinnington II * | 49.9 | 2034-10-31 | Common Farm Dinnington II * | N | Battery
Norwich | 60.8 | 2025-12-18 | Norwich Main 400kV Substation | N | Battery
Drax Solar | 400 | 2029-09-30 | Drax 400kV Substation | N | Solar
CX Utilities Ltd, A41, Aylesbury | 4.5 | 2031-10-31 | A41, Aylesbury | N | Onshore Wind
Corriegarth 2 Wind Farm | 70 | 2027-07-31 | Corriegarth 132/33kV substation | N | Onshore Wind
STOR 123 Ltd, Sandy Lane | 16.1 | 2026-01-31 | Sandy Lane | N | Unabated Gas
Kyllachy Wind Farm | 50 | 2037-10-31 | Tomatin 132kV Substation Extension | N | Battery
Cossans Solar/BESS Project | 35 | 2032-10-31 | Lunanhead GSP | N | Battery
Whitelaw Brae Windfarm | 60.2 | 2026-07-31 | Whitelaw Brae 'A' and 'B' 33kV Substations | N | Onshore Wind
Ecclefechan Solar and BESS | 60 | 2032-10-31 | Chapelcross GSP | N | Solar
STOR 149 Ltd, Sale BESS | 99.9 | 2026-11-30 | Sale BESS | N | Battery
St Marys Isle Solar Farm | 12.6 | 2027-08-27 | Tongland 132/11kV | N | Battery
Walpole 1 (Tertiary) | 36.96 | 2025-07-15 | Walpole 400kV Substation | N | Solar
Garvary Wind Farm | 144 | 2028-06-11 | Garvary 132kV Substation | N | Onshore Wind
Enray Power Ltd, Porch House Farm BESS | 99.4 | 2035-10-30 | Porch House Farm BESS | N | Battery
Whiteminhill Renewable Energy Park | 119 | 2030-10-31 | Mark Hill 275/33kV | N | Solar
Navenby Farm | 1052.6 | 2034-10-30 | Coddington 400kV Substation | N | Solar
Cottam PV & BESS | 500 | 2033-10-31 | Cottam 400kV Substation | N | Battery
Greentech Projects Holding UK Ltd, Stripe Lane, Overton 49.9MW BESS & Solar | 49.9 | 2039-10-30 | Stripe Lane, Overton 49.9MW BESS & Solar | N | Battery
Cossans Solar/BESS Project | 49.9 | 2032-10-31 | Lunanhead GSP | N | Solar
Beinn Dearg | 252 | 2037-10-31 | Beinn Dearg Hybrid Wind Farm | N | Onshore Wind
Percy Beck Solar Farm Limited Note formerly named KNARESBOROUGH SOLAR FARM LIMITED, Low Moor Solar & BESS | 49.9 | 2027-07-30 | Low Moor Solar & BESS | N | Battery
RWE Renewables UK Solar and Storage Limited, Furzen Solar Farm | 49.9 | 2027-10-30 | Furzen Solar Farm | N | Solar
High Barns Renewable Energy Limited, High Barnes Farm Hybrid | 49.9 | 2039-10-30 | High Barnes Farm Hybrid | N | Solar
Cenin Renewables Limited, Llwyncelyn Wind Farm | 29.4 | 2028-06-30 | Llwyncelyn Wind Farm | N | Onshore Wind
Elawan Energy S.L., Bradfields Farm, Foxearth, Sudbury | 5 | 2034-10-31 | Bradfields Farm, Foxearth, Sudbury | N | Battery
Bilbo Farm | 25 | 2024-06-30 | Strichen GSP | N | Battery
Northumberland Estates Limited, Venus Park BESS | 37.5 | 2031-10-31 | Venus Park BESS | N | Battery
Minsca extension | 30 | 2033-04-30 | Chapelcross B GSP | N | Onshore Wind
Blue Stone Renwable I, Ganbrook Solar Farm | 14 | 2037-11-15 | Ganbrook Solar Farm | N | Solar
FRP MERCIA HOLDCO 3 LIMITED, Greenfields Farm | 35 | 2033-06-30 | Greenfields Farm | N | Battery
GSI Hawthorn Limited, Hawthorn Solar Farm | 6.1 | 2026-03-01 | Hawthorn Solar Farm | N | Solar
Welford Solar Farm Limited, Site at Stanford Syboles | 33 | 2037-10-30 | Site at Stanford Syboles | N | Solar
Severn Trent Green Power Church Farm Limited, Wistow Lodge PV, Land at Church Farm, SY4 4PZ | 25 | 2026-07-22 | Wistow Lodge PV, Land at Church Farm, SY4 4PZ | N | Solar
Forss Abbey Energy Storage | 49.9 | 2031-06-30 | Dounreay GSP | N | Battery
Encyclis (Corby) Limited, Willowbrook Industrial Estate | 15 | 2026-12-01 | Willowbrook Industrial Estate | N | Low Carbon Dispatchable Power
East Riding of Yorkshire Council, Rawcliffe Bridge | 6 | 2026-12-31 | Rawcliffe Bridge | N | Solar
Alon Invest Ltd, Moor Leaze Solar PV | 41.8 | 2035-10-30 | Moor Leaze Solar PV | N | Solar
SmartParc Segro Spondon Limited, SmartParc Spondon Site Derby | 19.6 | 2037-10-30 | SmartParc Spondon Site Derby | N | Solar
Decoy Solar Farm 3 Limited, Decoy Farm | 13 | 2026-12-02 | Decoy Farm | N | Solar
EKU ENERGY FAUNE PROJECTS (UK) LIMITED, ARDOCH FARM BATTERY STORAGE | 27 | 2026-04-30 | ARDOCH FARM BATTERY STORAGE | N | Battery
BF27 BF SOLAR LIMITED, Bluestone Farm 40MW SPV | 42.2 | 2027-09-30 | Bluestone Farm 40MW SPV | N | Solar
Low Carbon UK Solar Investment Co Ltd, Heath Road Enterline Solar Farm, CAMBRIDGE Swaffham Prior | 30 | 2034-10-31 | Heath Road Enterline Solar Farm, CAMBRIDGE Swaffham Prior | N | Solar
Astwood Solar Farm GEC | 114 | 2034-10-31 | West Anglia Connection Node G 400kV Substation | N | Battery
Kirkan Wind Farm | 81.6 | 2033-10-31 | Corriemoillie 2 400/132kV Substation | N | Onshore Wind
Lethans Wind Farm | 132 | 2027-10-31 | Lethans 132kV Substation | N | Onshore Wind
Colbrans Solar ESS Limited, Colbrans Farm, Cow Lane, LEWES | 41.8 | 2030-12-31 | Colbrans Farm, Cow Lane, LEWES | N | Solar
Heath Road Energy Centre Limited, Heath Road | 19.1 | 2032-10-31 | Heath Road | N | Solar
Progress Power Station | 299 | 2025-07-06 | Yaxley 400kV Substation | N | Unabated Gas
Central Bedfordshire Council, Dunton Lane, BIGGLESWADE SG18 8SH | 52 | 2034-10-31 | Dunton Lane, BIGGLESWADE SG18 8SH | N | Solar
Low Carbon UK Solar Investment Company Ltd, Green Lane, Marden | 40 | 2037-10-31 | Green Lane, Marden | N | Solar
Coventry Energy Storage Limited, Nailcote Energy Storage | 55 | 2026-10-31 | Nailcote Energy Storage | N | Battery
WSE Pembrokeshire Limited, Blackberry Lane Solar Farm | 9.9 | 2027-06-30 | Blackberry Lane Solar Farm | N | Solar
Lairdmannoch Energy Park | 30.6 | 2030-06-28 | Lairdmannoch Energy Park 132kV substation | N | Battery
Gridlink Interconnector | 1500 | 2029-03-31 | Kingsnorth 400kV Substation | N | Interconnector
Whitehouse Farm Energy Barn Limited, Whitehouse Farm | 40 | 2027-08-10 | Whitehouse Farm | N | Battery
Thurso 2 Synchronous Compensation | 0.1 | 2037-10-31 | Thurso South 275kV Substation’ | N | Reactive Compensation
RWE Renewables UK Swindon Limited, Alwen Forest Wind Farm | 32.5 | 2025-09-30 | Alwen Forest Wind Farm | N | Onshore Wind
IBV NORRINGTON ENERGY PARK LTD( Parent Company: IB VOGT UK LTD), LAND TO THE WEST OF BEANACRE, NORRINGTON STATION | 80 | 2037-11-15 | LAND TO THE WEST OF BEANACRE, NORRINGTON STATION | N | Battery
FPC ELECTRIC LAND LTD, Hawkins Lane | 31.3 | 2029-10-30 | Hawkins Lane | N | Battery
Grenergy Renewables UK Limited, Selby Road Hybrid | 15 | 2035-10-30 | Selby Road Hybrid | N | Battery
Exeter (Tertiary) | 53.2 | 2028-06-16 | Exeter 400kV Substation | N | Battery
Peridot Solar (Gridco) Ltd, Peplow PV Farm | 99.9 | 2033-10-31 | Peplow PV Farm | N | Solar
Neilston 132kV Greener Grid Park | 25 | 2025-10-31 | Neilston 400/275/132kV | N | Battery
South Fambridge Hall Solar Park Limited, South Fambridge, Rochford | 49.3 | 2026-03-30 | South Fambridge, Rochford | N | Solar
SR WIND LIMITED, SOUTHRIGG FARM | 8.4 | 2025-10-31 | SOUTHRIGG FARM | N | Onshore Wind
FPC ELECTRIC LAND LTD, Slack Lane BESS | 30 | 2025-11-30 | Slack Lane BESS | N | Battery
Drumore Farm | 49.9 | 2030-10-31 | Alness 2 275/33 kV GSP Substation | N | Battery
Sclenteuch Energy Park | 87.1 | 2029-10-31 | Sclenteuch Energy Park 132kV | N | Battery
Relode Immingham | 920 | 2039-10-30 | Killingholme 400kV Substation | N | Transmission Connected Demand
Infinis (Ford Oaks) Limited, Marsh Green Farm | 34.6 | 2026-03-05 | Marsh Green Farm | N | Solar
Stargoose Clean Energy Ltd, Childerley Hall, Cambourne | 50 | 2028-10-31 | Childerley Hall, Cambourne | N | Solar
Sheenhill Solar Farm Limited, Honeybourne Solar | 18 | 2037-10-30 | Honeybourne Solar | N | Solar
Narie | 53.2 | 2036-10-31 | Narie 400/132kV Substation | N | LDES
BURNBANK ENERGY CENTRE LIMITED, BURNBANK BESS | 30.8 | 2025-10-31 | BURNBANK BESS | N | Battery
Norwich Yare | 53.2 | 2025-12-18 | Norwich GSP | N | Battery
MeyGen Tidal | 300 | 2030-10-31 | Gills Bay GSP | N | Battery
opdenergy, Brandon Fields Estate, Brandon, Thetford | 19.7 | 2034-10-31 | Brandon Fields Estate, Brandon, Thetford | N | Solar
South Park Farm Energy Centre Limited, South Park | 14.3 | 2027-10-29 | South Park | N | Battery
RWE Renewables Uk Solar And Storage Limited, Sellindge Solar, Appledore Road, ASHFORD | 48.6 | 2036-12-06 | Sellindge Solar, Appledore Road, ASHFORD | N | Battery
Industria Resources, Vigo Lane, Sutton Baron Road Sutton Barn, SITTINGBOURNE Borden | 40 | 2029-01-31 | Vigo Lane, Sutton Baron Road Sutton Barn, SITTINGBOURNE Borden | N | Solar
Avonmouth Project Co Ltd, Severn Road, Avonmouth | 20 | 2027-01-17 | Severn Road, Avonmouth | N | Unabated Gas
WSE Hartford Wood Limited, Broadway House 9.9MW SPV & 49.9MW | 9.9 | 2035-10-30 | Broadway House 9.9MW SPV & 49.9MW | N | Solar
Earba PSH | 660 | 2032-12-31 | Earba PSH Powerhouse Substation | N | LDES
SSE Ferrybridge BESS | 120 | 2035-10-30 | Ferrybridge B 132kV Substation | N | Transmission Connected Demand
Noventum Power, 2022-022 Barnacre/Turners Farm | 23 | 2037-10-30 | 2022-022 Barnacre/Turners Farm | N | Solar
Hookers Farm BESS | 250 | 2031-10-31 | Bolney 132kV Substation | N | Battery
SW Mannington Ltd, SW Mannington Ltd | 5 | 2028-10-31 | SW Mannington Ltd | N | Battery
Overton Solar & Storage Farm | 980 | 2032-06-01 | Overton 275kV | N | Solar
THE FARM ENERGY COMPANY LIMITED, Cranford Solar Farm | 52 | 2034-10-31 | Cranford Solar Farm | N | Solar
Bridgwater (tertiary) | 71.8 | 2029-08-31 | Bridgwater 400/132kV Substation | N | Solar
CE Longstones Turbine LTD, Land at Imerys | 19.9 | 2027-01-31 | Land at Imerys | N | Onshore Wind
Loch Fearna Pumped Storage | 330 | 2032-10-28 | Loch Fearna Pumped Storage 400/18kV Substation | N | LDES
West Oxfordshire Energy Park | 500 | 2037-10-31 | Chiltern Connection Node D 400kV | N | Solar
Bloch Energy Park | 61.6 | 2031-10-31 | Bloch Energy Park 132kV Substation | N | Battery
Cornwall Energy Park | 101.5 | 2036-12-06 | Tideford 400kV Substation | N | Solar
Clachaig Glen Wind Farm | 49.9 | 2034-10-31 | Carradale 2 GSP | N | Battery
Lincolnshire Energy Park | 500.2 | 2039-10-30 | New Lincolnshire Connection Substation | N | Solar
Pivot Power Harker Hybrid | 60.8 | 2029-10-31 | Harker 400kV Substation | N | Battery
Rivington Solar Limited, Britton Court Farm, Canterbury Tyler Hill | 42.4 | 2036-10-31 | Britton Court Farm, Canterbury Tyler Hill | N | Solar
Taiyo Power & Storage Limited, TPS RE Orange Solar (Solar 2) | 99.9 | 2034-10-31 | TPS RE Orange Solar (Solar 2) | N | Solar
Thornton PV & BESS Sub | 220 | 2035-10-26 | Thornton B 400kV Substation | N | Solar
Giants Burn Wind Farm | 48 | 2030-05-31 | Dunoon GSP | N | Onshore Wind
Craigluscar Solar | 40 | 2029-04-30 | Dunfermline 132/33kV | N | Solar
Communities for Renewables CIC, Ouse Valley, Uckfield Road Land at Norlington Farm, LEWES Barcombe | 13.3 | 2030-12-31 | Ouse Valley, Uckfield Road Land at Norlington Farm, LEWES Barcombe | N | Solar
Daines NP BESS | 575 | 2037-10-30 | Manchester South connection node A 400kv | N | Battery
Low Carbon Solar Park 20 Limited, Napoleon Solar Farm, Tonbridge | 20 | 2027-10-01 | Napoleon Solar Farm, Tonbridge | N | Solar
Afan Wind Farm and BESS | 24.5 | 2036-12-06 | SOUTH WALES WEST CONNECTION NODE A 132KV SUBSTATION | N | Battery
Econergy Renewable Energy Ltd, Leighton Road, Leighton Buzzard | 20 | 2031-10-31 | Leighton Road, Leighton Buzzard | N | Solar
Sirius EcoDev (Vause) Limited, Vause Farm BESS | 20 | 2025-11-30 | Vause Farm BESS | N | Battery
Gwynt Alwen WF | 67 | 2032-10-31 | North Wales connection Node A 400kV Substation | N | Reactive Compensation
Ouse Energy Storage | 250.2 | 2028-12-31 | Kemsley 400kV Substation | N | Battery
BLACK TORRINGTON SOLAR LTD, East Rightadown Solar | 7.9 | 2026-07-01 | East Rightadown Solar | N | Solar
Spring Dev 09 Limited, Higher Hawkerland Solar Farm | 10 | 2026-05-14 | Higher Hawkerland Solar Farm | N | Solar
Drax | 233.9 | 2029-10-30 | Drax 132kV Substation | N | Solar
Aldustria Ltd, Leeway House 20.6MW BESS Facility | 20.6 | 2029-10-11 | Leeway House 20.6MW BESS Facility | N | Battery
SFEL Willow Ltd, PROJECT WILLOW BATTERY BANK | 99.4 | 2037-10-30 | PROJECT WILLOW BATTERY BANK | N | Battery
GALILEO 08 LIMITED | 84 | 2037-10-31 | Mid Wales Connection Node A | N | Onshore Wind
Bramford 2 GEC (Ethos Green) | 32.5 | 2032-07-01 | Bramford 400kV Substation | N | LDES
GF Thornton Energy BESS | 407.5 | 2035-10-30 | Thornton 400kV Substation | N | Battery
Bicker Fen BESS | 249.9 | 2033-05-30 | Navenby 400kV Substation | N | Solar
Drointon Solar Farm Limited, Yew Tree Farm | 49.9 | 2027-09-30 | Yew Tree Farm | N | Solar
Ikaros Solar, Clarkes Lodge | 12 | 2034-10-30 | Clarkes Lodge | N | Solar
Elstree Energy Storage | 205 | 2030-07-31 | Elstree 132kV Substation | N | Battery
West Botley High Impact Green Energy Hub | 500 | 2037-10-31 | Botley West 400kV Substation | N | Solar
Burghmuir Battery | 49.9 | 2025-05-23 | Burghmuir GSP | N | Battery
Longside BESS | 200 | 2033-10-31 | Peterhead 2 400kV Busbar Extension | N | Battery
Hazel Solar | 150 | 2035-10-31 | Hawthorn Pit GSP | N | Battery
Hagshaw Wind Farm Repowering 2 | 40 | 2029-04-26 | Hagshaw Repowering Phase 3 132kV | N | Battery
Enso Energy Ltd, Tring Road | 49.9 | 2026-08-01 | Tring Road | N | Unabated Gas
Druim Leathann BEGA | 49.7 | 2030-10-31 | Stornoway GSP | N | Onshore Wind
LIGHTSOURCE SPV 206 LIMITED, Sheraton Hall Solar PV | 45.8 | 2026-03-30 | Sheraton Hall Solar PV | N | Solar
Feckenham | 500 | 2032-10-30 | Feckenham 400kV Substation | N | Battery
St Austell BESS ltd, St Austell BESS | 49.5 | 2028-10-31 | St Austell BESS | N | Battery
RWE RENEWABLES UK SOLAR AND STORAGE LIMITED, Potters Hill | 20 | 2034-10-30 | Potters Hill | N | Solar
New Acres Solar Limited, Holmside Hall PV | 27 | 2031-09-30 | Holmside Hall PV | N | Solar
Alcemi Score 2 Battery Energy Storage Facility | 500 | 2031-03-31 | Alcemi Score Battery 400kV Substation | N | Battery
BF33E BHF SOLAR LTD, BURNT HOUSE FARM Additional BESS | 44 | 2035-10-30 | BURNT HOUSE FARM Additional BESS | N | Battery
EEB42 Limited, Guisborough Estate 39.6MW Solar PV | 39.6 | 2031-10-31 | Guisborough Estate 39.6MW Solar PV | N | Solar
NorthFleet Tertiary | 49.9 | 2028-06-30 | Northfleet East 400kV Substation | N | Battery
ABEI ENERGY GREEN I LIMITED, West Moor Farm | 10 | 2035-10-30 | West Moor Farm | N | Battery
Renesola Hercules Energy 2 Ltd, Rigby Estate Solar & BESS project | 30 | 2025-10-31 | Rigby Estate Solar & BESS project | N | Battery
AR Toot Hill Ltd, Epping Road, Toot Hill | 18 | 2031-10-31 | Epping Road, Toot Hill | N | Solar
Craigluscar Solar | 10.4 | 2029-04-30 | Dunfermline 132/33kV | N | Battery
Leeming Solar Farm Limited, West House Hybrid PV % BESS | 18 | 2026-09-30 | West House Hybrid PV % BESS | N | Battery
Minnygryle Burn Energy Park | 86.4 | 2036-10-31 | Minnygryle Burn Energy Park 132kV substation | N | Onshore Wind
Fearna PSH | 1650 | 2035-10-31 | Fearna Pump Storage Hydro 2 400/15kV Substation | N | LDES
Kingfisher Farm | 206.3 | 2036-06-02 | Monk Fryston 275kV Substation | N | Battery
Noventum Power Limted, 2023-030 Woodfold Lane | 12 | 2034-10-31 | 2023-030 Woodfold Lane | N | Solar
Exagen Development Limited, Lower Park Road, Braunton | 15 | 2033-06-06 | Lower Park Road, Braunton | N | Solar
ADV 001 LIMITED, Hindlip Lane | 7.5 | 2025-12-31 | Hindlip Lane | N | Unabated Gas
Unicorn Renewables Ltd, Sydham Farm Ltd (PARK ROAD BESS) | 99.9 | 2037-10-30 | Sydham Farm Ltd (PARK ROAD BESS) | N | Battery
Econergy International Limited, Netherlands Way (Site 1) Y1560 | 20 | 2026-03-13 | Netherlands Way (Site 1) Y1560 | N | Battery
Ourack Wind Farm | 115.2 | 2030-10-31 | Ourack Wind Farm 132/33 kV Substation | N | Onshore Wind
Walpole Grid Services Facility | 16 | 2025-12-31 | Walpole 400kV Substation | N | Reactive Compensation
Sky UK Development Limited, Somerton Door / Etsome Solar Park | 20 | 2037-10-31 | Somerton Door / Etsome Solar Park | N | Solar
Ninfield Greener Grid Park | 86 | 2027-04-30 | Ninfield 400kV Substation | N | Reactive Compensation
Ratcliffe BESS Ltd, Ratcliffe BESS Ltd | 99.9 | 2037-10-30 | Ratcliffe BESS Ltd | N | Battery
Jaydowe Limited, Englefield Estate Solar Farm, Englefield Estate, Reading | 74.9 | 2028-10-31 | Englefield Estate Solar Farm, Englefield Estate, Reading | N | Solar
ASSURED ASSET SOLAR 2 LTD, Averham Leazes Park | 49.9 | 2028-02-01 | Averham Leazes Park | N | Solar
Tean Leys Energy Storage Limited, Tean Leys 20MW | 20 | 2028-10-31 | Tean Leys 20MW | N | Battery
EcoGrimsbyWest | 249 | 2033-10-30 | Grimsby West 400kV Substation | N | Battery
Noventum Navenby | 249 | 2035-10-30 | Trent Valley South Connection Node C 400kV Substation | N | Battery
IBV Burnfoot Energy Park Limited, Burnfoot Farm | 48 | 2037-10-30 | Burnfoot Farm | N | Solar
Glenshimmeroch Windfarm | 63 | 2029-10-31 | SPT Margree collector substation | N | Onshore Wind
Lightsource Bargatton Farm | 100 | 2036-10-31 | Tongland 132/11kV | N | Battery
Gwynt Alwen WF | 108.1 | 2030-06-30 | North Wales connection Node A 400kV Substation | N | Solar
Lawmoor Energy Storage Glasgow | 50 | 2027-07-23 | St. Andrews Cross GSP | N | Battery
West Melton PV & BESS Station | 210 | 2035-10-30 | Leeds North Connection Node C 400kV Substation | N | Battery
Neilston Synchronous Compensation | 0.1 | 2025-06-12 | Neilston 400kV Substation | N | Reactive Compensation
Youngs Seafood Ltd, Youngs Seafood Ltd | 1 | 2025-10-31 | Youngs Seafood Ltd | N | Solar
Uskmouth | 230 | 2025-10-31 | Uskmouth 132kV Substation | N | Battery
Pathfinder Clean Energy (PACE), Land to the North of Grays Lane, Halesworth | 10 | 2028-12-31 | Land to the North of Grays Lane, Halesworth | N | Battery
PACE Underhill Energy Limited, Copston Magna | 49.5 | 2037-10-30 | Copston Magna | N | Solar
PVDP Woodbridge | 250 | 2034-10-31 | South Anglia Connection Node E 400kV Substation | N | Battery
Cenin Renewables Limited, Manmoel Wind Farm | 10 | 2026-12-09 | Manmoel Wind Farm | N | Onshore Wind
Elawan Energy SLU, Land lying on the Northwest of , Gelderd Road, Leeds , Elawan Energy BESS | 49.9 | 2035-10-24 | Land lying on the Northwest of , Gelderd Road, Leeds , Elawan Energy BESS | N | Battery
GROUPOTEC SOLAR UK 7 LTD, CHALLOCH SOLAR FARM | 16 | 2028-08-01 | CHALLOCH SOLAR FARM | N | Solar
Boultbee Brooks (Renewables Finays Bridge) Ltd, Raveley Road, Cambridgeshire | 16 | 2032-10-31 | Raveley Road, Cambridgeshire | N | Solar
Ruith Cnoc | 158.4 | 2037-10-31 | Dalchork 132kV Substation | N | Onshore Wind
New Deer BESS Station | 500 | 2033-10-31 | New Deer 2 400kV Substation | N | Battery
Lethans Wind Farm Extension | 85 | 2027-10-31 | Lethans 132kV Substation | N | Onshore Wind
Six Oaks Renewable Energy Park LTD, Coventry Farm, Six Mile Bottom CB8 0UW | 35 | 2031-10-31 | Coventry Farm, Six Mile Bottom CB8 0UW | N | Solar
Lightsource SPV 189 Limited, Hett Moor Farm Solar PV | 46.6 | 2031-09-30 | Hett Moor Farm Solar PV | N | Solar
Creyke Beck Battery 2 | 35.6 | 2028-06-30 | Creyke Beck 400kV Substation | N | Battery
Stallingborough PV & BESS Station | 155 | 2034-10-30 | Grimsby West 400kV Substation | N | Solar
Bodinglee Wind Farm | 106 | 2029-04-30 | Bodinglee Wind Farm 132kV | N | Battery
NatPower Nursling Energy Park | 1000 | 2037-10-31 | Nursling 400kV Substation | N | Battery
Tillbridge Solar | 522.7 | 2028-08-27 | Cottam 400kV Substation | N | Battery
Creag Dhubh Windfarm | 53.2 | 2033-10-31 | Creag Dhubh Wind Farm and BESS 132kV Substation | N | LDES
Varley Energy Limited, Varley Solar Farm | 28.6 | 2036-12-06 | Varley Solar Farm | N | Solar
Eggborough CCGT - OCGT - BESS | 299 | 2026-10-01 | Eggborough 400kV Substation | N | Battery
Nisthill Wind Farm | 26.4 | 2029-06-30 | Finstown GSP | N | Onshore Wind
Copse Close Solar Farm Ltd, Copse Close Solar Farm | 20 | 2027-10-06 | Copse Close Solar Farm | N | Battery
RWE Renewables UK Solar and Storage Limited, Stoke Bardolph | 20 | 2033-10-30 | Stoke Bardolph | N | Solar
Windburn | 75 | 2035-10-31 | Braco West GSP | N | Onshore Wind
Hawthorn Pit Green Energy Centre | 500 | 2039-10-30 | Hawthorn Pit 400kV Substation | N | Transmission Connected Demand
SPRING DEV 07 LIMITED, Meadow Solar Farm | 35 | 2026-12-31 | Meadow Solar Farm | N | Solar
JJS 1 Limited, NEL Howe BESS | 99.9 | 2034-10-30 | NEL Howe BESS | N | Battery
Boultbee Brooks (Renewables Finays Bridge) Ltd, Raveley Road, Cambridgeshire | 2.2 | 2032-10-31 | Raveley Road, Cambridgeshire | N | Battery
Inchinnan DC | 180 | 2034-04-30 | Inchinnan DC | N | Transmission Connected Demand
Power Park Ipswich | 920 | 2037-10-31 | Bramford 400kV Substation | N | Transmission Connected Demand
Ironbridge | 600 | 2032-10-30 | Ironbridge 400kV Substation | N | Battery
Balvedavist 162 Battery Storage | 162 | 2030-10-31 | Spittal 132kV Substation | N | Battery
Narachan Wind Farm | 72.6 | 2030-04-30 | Carradale 1 GSP | N | Onshore Wind
Ratcliffe on Soar Farm | 121.6 | 2033-10-30 | Derbyshire Connection Node C 400kV Substation | N | Battery
Orkney Community Wind Farm - Faray | 30 | 2030-05-30 | Eday GSP | N | Onshore Wind
CONRAD (BILLERICAY) LIMITED, Old Church Lane | 10 | 2036-10-31 | Old Church Lane | N | Solar
Renewable Connections Developments, Riverside Farm, Horningsea, Clayhithe Road, Cambridge | 50 | 2034-10-31 | Riverside Farm, Horningsea, Clayhithe Road, Cambridge | N | Solar
Little Barford | 316.1 | 2030-07-30 | Eaton Socon 400kV Substation | N | Battery
Mossy Hill Wind Farm | 55 | 2028-11-30 | Mossy Hill 132kV Substation | N | Transmission Connected Demand
East Anglia One North | 915 | 2029-10-30 | Friston 400kV Substation | N | Offshore Wind
Kincorth BESS | 19.8 | 2031-10-31 | Redmoss GSP | N | Battery
Greengage Farm | 117.6 | 2034-10-31 | Biggleswade 400kV Substation | N | Solar
J212 High Grove Solar | 792.5 | 2031-10-31 | Thetford 400kV Substation | N | Battery
Forsa Energy (Beryl Street) Holdings Limited, Tata (Shap) Gas Generation | 49.5 | 2025-10-31 | Tata (Shap) Gas Generation | N | Unabated Gas
Kennoxhead Wind Farm | 115.2 | 2028-04-28 | Kennoxhead GSP | N | Onshore Wind
North Lowther Energy Initiative | 112.5 | 2031-04-30 | NLEI Windfarm 132/33kV substation | N | Onshore Wind
Low Carbon Solar Park 38 Limited, Grantham Solar Farm | 25 | 2026-12-14 | Grantham Solar Farm | N | Battery
Greentech Project Holding UK Limited, Marches Road, Horsham Kingsfold | 49.9 | 2037-10-31 | Marches Road, Horsham Kingsfold | N | Battery
Lime Tree Energy Park | 200 | 2034-10-31 | Friston 400kV Substation | N | Battery
Elements Green Renewables SPV Zero Zero Four Ltd, Seaham Grange PV | 34 | 2026-12-30 | Seaham Grange PV | N | Solar
Dougliehill BESS | 61.7 | 2026-10-31 | Devol Moor 132/33kV | N | Battery
Stromar Offshore Windfarm | 500 | 2035-12-31 | New Deer 2 400kV Substation | N | Offshore Wind
St Dennis Hendra | 55 | 2024-10-31 | Indian Queens 400kV Substation | N | Battery
Clash Gour | 210 | 2029-10-31 | Clash Gour Wind Farm 132kV Substation | N | Onshore Wind
Glenniston Solar | 13.8 | 2027-04-30 | Glenniston 132/33kV | N | Battery
Exagen Development Limited, Kitwell BESS | 50 | 2033-10-31 | Kitwell BESS | N | Battery
Earl Shilton BESS | 500 | 2029-10-26 | Earl Shilton 275kV | N | Battery
Stoke Bardolph | 1052.6 | 2034-10-30 | Trent Valley South Connection Node D 400kV Substation | N | Solar
Zenobe Yaxley BESS | 388.5 | 2034-10-31 | North Anglia Connection Node E 400kV Substation | N | Battery
Fferm Solar Pentir | 60 | 2027-05-01 | Pentir 400kV Substation | N | Battery
Grupotec Renewables Ltd, Glevering Park House, Land South Of Easton Lane, Wickham Market Solar Farm, Glevering Estate | 25.4 | 2034-10-31 | Glevering Park House, Land South Of Easton Lane, Wickham Market Solar Farm, Glevering Estate | N | Solar
ER New Projects 2 Ltd, Poppleton Solar Farm 50MW BESS | 49.9 | 2039-10-30 | Poppleton Solar Farm 50MW BESS | N | Solar
JBM Solar Projects 24 Limited, A16 Ashorne | 49.9 | 2037-10-30 | A16 Ashorne | N | Battery
SHEEPWASH CLEAN ENERGY LIMITED, Marden Solar PV, Sheepwash, TONBRIDGE | 50 | 2027-09-01 | Marden Solar PV, Sheepwash, TONBRIDGE | N | Solar
Ditcher Law | 25 | 2031-10-31 | Dunlaw Extension 132/33kV | N | Battery
EARTHCOTT BATTERY STORAGE LIMITED, Earthcott Green Farm 2 | 99.4 | 2037-10-31 | Earthcott Green Farm 2 | N | Battery
Fareham Green Energy 2 Limited, Fareham 4 BESS | 49.9 | 2037-10-30 | Fareham 4 BESS | N | Battery
PACE PSR Renewable Energy Hold Co Limited, Oilwell | 49.5 | 2034-10-31 | Oilwell | N | Battery
Leatherhead BESS LTD C/O EKU Energy, Merton College, Barnett Wood Lane, Leatherhead | 98 | 2027-10-31 | Merton College, Barnett Wood Lane, Leatherhead | N | Battery
Warley PV & BESS | 249.9 | 2031-10-31 | Warley 275kV Substation | N | Battery
Balanced Grid Solutions Ltd, Bob Lane, HAYWARDS HEATH | 49.9 | 2027-10-31 | Bob Lane, HAYWARDS HEATH | N | Battery
GALILEO 16 | 40 | 2032-10-29 | Gala North 400/132kV Substation | N | Battery
GALILEO 16 | 50 | 2032-10-29 | Gala North 400/132kV Substation | N | Solar
Bramford GEC (Ethos Green) | 250 | 2032-06-01 | Bramford 400kV Substation | N | Reactive Compensation
Woolpots Solar Farm Ltd, Woolpots Farm PV | 40 | 2027-07-09 | Woolpots Farm PV | N | Battery
Stark Energy Limited, Trinity House Solar | 49.9 | 2035-10-30 | Trinity House Solar | N | Solar
Exagen Development Limited, Old Wood BESS & Wymeswold Solar Energy Development | 85 | 2033-10-30 | Old Wood BESS & Wymeswold Solar Energy Development | N | Battery
Berwick Solar Wind and Battery Storage | 100 | 2031-10-31 | Berwick 132/33kV | N | Battery
GREENTECH INVEST UK (5) LIMITED, Mahe | 15.3 | 2026-08-31 | Mahe | N | Solar
DNO Consulting Ltd, Postern Lane Postern Park, TONBRIDGE | 10 | 2037-10-31 | Postern Lane Postern Park, TONBRIDGE | N | Solar
Neilston 132kV Greener Grid Park | 25 | 2025-10-31 | Neilston 400/275/132kV | N | Battery
Scottish Water Laigh Park STW | 61.7 | 2028-06-28 | Braehead Park 132/33kV | N | Battery
Market Harborough GEC (Ethos Green) | 300 | 2032-10-31 | Market Harborough 400kV Substation | N | Reactive Compensation
Didcot Road | 300 | 2027-10-31 | Didcot 400kV Substation | N | Battery
Roadnight Taylor, Land at Marsh Farm, Burnham-on-Crouch | 5 | 2028-12-31 | Land at Marsh Farm, Burnham-on-Crouch | N | Battery
BF33C LHF Solar Limited, Low Horton BESS | 44 | 2035-10-30 | Low Horton BESS | N | Battery
Harmony SK Ltd, Skeeby Ph2 39.3MW Solar PV & 33.9MW BESS | 38.5 | 2031-10-31 | Skeeby Ph2 39.3MW Solar PV & 33.9MW BESS | N | Battery
Fasnakyle Battery Storage | 55 | 2026-06-30 | Fasnakyle GSP | N | Battery
Ocker Hill - Gresham House | 240 | 2032-10-30 | Ocker Hill 275kV Substation | N | Battery
Root-Power (South) Limited, Broad Lane BESS | 20 | 2037-10-30 | Broad Lane BESS | N | Battery
High Bardrain Wood & Moor | 287.8 | 2033-10-31 | Neilston 400kV Substation | N | Battery
North Killingholme Power Project | 540 | 2030-09-30 | Killingholme 400kV Substation | N | Low Carbon Dispatchable Power
GF SELLINDGE BESS | 302.8 | 2036-10-31 | East Kent connection node A 400kV Substation | N | Battery
Zenobe Shetland BESS | 69.6 | 2027-05-31 | Gremista GSP | N | Battery
Parkgate Farm Solar Limited, Parkgate Farm, Rivenhall | 19.8 | 2026-03-31 | Parkgate Farm, Rivenhall | N | Solar
Stark Energy, Main Road St. Neots | 20 | 2034-10-31 | Main Road St. Neots | N | Solar
Enray Power LTD, ST GEORGES CROSS | 60 | 2037-11-15 | ST GEORGES CROSS | N | Battery
Trevarthian Renewables Limited, Trevarthian Solar Park | 14 | 2037-10-31 | Trevarthian Solar Park | N | Solar
Vicarage Drove BESS | 1200 | 2034-10-30 | Trent Valley South Connection Node A 400k | N | Battery
ADS No4. Ltd, Hebden Green Solar farm | 15 | 2024-12-31 | Hebden Green Solar farm | N | Solar
greentech Invest UK (13) Ltd, Kilsby | 49.9 | 2037-10-30 | Kilsby | N | Solar
DBS 1 Limited, Dorehouse Buisness Park | 40 | 2033-10-31 | Dorehouse Buisness Park | N | Battery
EPL 004 LIMITED, Bournemouth001 | 49.4 | 2036-12-06 | Bournemouth001 | N | Battery
Noventum Power Ltd, 2023-003 Park Farm/Twyford | 10 | 2037-10-30 | 2023-003 Park Farm/Twyford | N | Solar
NatPower Penrith Green Energy Park | 1000 | 2037-10-30 | Lancashire Connection Node B 400kV Substation | N | Battery
Cambridge Power Ltd, High Road, Saddle Bow | 49.9 | 2030-10-31 | High Road, Saddle Bow | N | Battery
Fox Cover Renewable Energy Ltd, Fox Cover PV | 8 | 2039-10-30 | Fox Cover PV | N | Solar
Rugeley | 600 | 2029-08-30 | Rugeley 400kV Substation | N | Battery
WORLDS END FARM SOLAR PARK LIMITED, Worlds End Farm Solar Park Limited | 49.9 | 2026-08-31 | Worlds End Farm Solar Park Limited | N | Solar
Cefn Park Solar Limited, Williams Farm Extension (AKA Cefn Park Solar) | 11 | 2025-09-29 | Williams Farm Extension (AKA Cefn Park Solar) | N | Solar
Sonnedix Middlefiled Ltd, Hell Hole Solar (NE1048) | 120 | 2026-03-30 | Hell Hole Solar (NE1048) | N | Solar
Noventum Power, 2022-004 Roanhead | 10 | 2037-10-30 | 2022-004 Roanhead | N | Solar
NEW THURCROFT ENERGY STORAGE LIMITED, NEL Green BESS | 102 | 2034-10-30 | NEL Green BESS | N | Battery
Cathkin Energy Storage | 49.9 | 2024-07-31 | East Kilbride 275/33kV | N | Battery
BEDWORTH SOLAR LIMITED, BEDWORTH SOLAR LIMITED | 23 | 2026-04-01 | BEDWORTH SOLAR LIMITED | N | Solar
Uckfield Solar Electric Forecourt Ltd, Rocks Road, Uckfield | 5.5 | 2025-11-28 | Rocks Road, Uckfield | N | Battery
Lapwing Fen II Limited, Model Farm Battery Storage - Array 1 | 69 | 2029-10-30 | Model Farm Battery Storage - Array 1 | N | Battery
PACE Instant Energy Limited, West of Station Road, Harleston | 15 | 2028-12-31 | West of Station Road, Harleston | N | Solar
Cairn Duhie Wind Farm | 36.3 | 2027-10-31 | Berry Burn GSP | N | Battery
Luminous Energy (EF) Limited, Cattybrook Solar Farm | 55 | 2027-10-01 | Cattybrook Solar Farm | N | Solar
LOWER 48 ENERGY BESS LTD, Lytham Bess | 30 | 2036-10-30 | Lytham Bess | N | Battery
Kedrum Solar Farm | 150 | 2030-05-30 | Blackhillock 275kV Substation | N | Battery
Conrad Energy(Developments) I I Limited, Burton Green Energy Storage Plant | 99.9 | 2037-10-30 | Burton Green Energy Storage Plant | N | Battery
Stoke Bardolph | 526.3 | 2034-10-30 | Trent Valley South Connection Node D 400kV Substation | N | Battery
Wyseby Hill Energy Farm | 750 | 2031-10-31 | Wyseby Hill Energy Farm 400kV Substation | N | Solar
Grenergy Renewables, Spring Lane BESS | 90 | 2034-10-30 | Spring Lane BESS | N | Battery
MEEK STREET BESS LIMITED, Meek Street BESS | 100 | 2026-01-31 | Meek Street BESS | N | Battery
Woodheads Energy Park | 149.2 | 2033-04-30 | Gala North 400/132kV Substation | N | Battery
Bluefield Renewable Developments Ltd, BF87B CHURCH FARM, WEST SLEEKBURN, CHOPPINGTON, NE62 5XE | 74.8 | 2039-10-30 | BF87B CHURCH FARM, WEST SLEEKBURN, CHOPPINGTON, NE62 5XE | N | Battery
Enviromena Project Management Uk Li, North side of A47, King's Lynn | 20 | 2034-10-31 | North side of A47, King's Lynn | N | Solar
Slebech Investments Limited, Newhouse Farm | 1 | 2026-09-01 | Newhouse Farm | N | Onshore Wind
Botein BESS Ltd, Drax Battery Storage, Hales Lane Drax BESS | 110.4 | 2029-10-01 | Drax Battery Storage, Hales Lane Drax BESS | N | Battery
Jubilee Farm | 200 | 2034-08-30 | Jubilee Farm 275kV Substation | N | Solar
FPC ELECTRIC LAND LTD, Fordhouse Lane | 25 | 2033-10-31 | Fordhouse Lane | N | Battery
Arran Community Renewables Ltd, Glenkiln Solar Farm | 4 | 2034-10-31 | Glenkiln Solar Farm | N | Solar
Feckenham | 650 | 2031-07-21 | Feckenham 400kV Substation | N | Solar
STARLIGHT ENERGY SPV 1 LTD, Bognop | 30 | 2032-10-31 | Bognop | N | Solar
Cubico UK Development Ltd, HIGHER MOSS BESS | 85 | 2037-10-30 | HIGHER MOSS BESS | N | Battery
Exeter BESS | 360 | 2027-08-30 | Exeter 400kV Substation | N | Battery
Certus Utility Consulting Limted, Broadmead Road / Bedford | 10 | 2034-10-31 | Broadmead Road / Bedford | N | Solar
Amersham BESS & Substation | 249.9 | 2034-10-31 | Amersham Main 400kV Substation | N | Battery
Outh Muir Energy Park | 60 | 2028-04-12 | Dunfermline 132/33kV | N | Solar
Enray Power LTD, Landown Farm | 40 | 2037-10-30 | Landown Farm | N | Battery
Alerion UK Ltd, Mynydd Tryfan Wind Farm | 24 | 2037-10-30 | Mynydd Tryfan Wind Farm | N | Onshore Wind
Blackhill 2023 Limited, Blackhill Quarry | 64 | 2036-12-31 | Blackhill Quarry | N | Battery
LITTLE CROW RENEWABLES LIMITED, Santon Solar Farm | 60 | 2027-10-31 | Santon Solar Farm | N | Battery
Cenin Renewables Limited, Coity Wallia Wind Farm | 49.9 | 2028-03-31 | Coity Wallia Wind Farm | N | Onshore Wind
Thornton | 750 | 2031-10-31 | Thornton 400kV Substation | N | Solar
Tamworth Solar Ltd, Moor Farm | 34.3 | 2026-06-18 | Moor Farm | N | Solar
Rochdale BESS | 57 | 2037-07-30 | Rochdale 275kV Substation | N | Battery
Dunside Wind Farm | 100.8 | 2029-04-30 | Fallago 400/33kV | N | Onshore Wind
ALYTH ENERGY STORAGE AND SOLAR | 400 | 2033-10-31 | Alyth 400kV Substation | N | Solar
Kedrum Solar Farm | 150 | 2030-05-30 | Blackhillock 275kV Substation | N | Solar
Conrad (Sandon) Limited, Cards Road, Sundon CM2 7AE | 8.1 | 2026-03-30 | Cards Road, Sundon CM2 7AE | N | Unabated Gas
Braidfield Battery Storage | 110 | 2027-09-27 | Braidfield Battery Storage 132kV Substation | N | Battery
Keadby Generation Limited, Aldbrough Hydrogen Plant | 62 | 2035-10-30 | Aldbrough Hydrogen Plant | N | Low Carbon Dispatchable Power
Spennymoor Energy Storage Limited, Thinford Storage BESS | 105.3 | 2031-03-30 | Thinford Storage BESS | N | Battery
Borders Solar | 228 | 2036-10-31 | Wyseby Hill GSP | N | Solar
BF16D BHF Solar Limited, Brick House Farm | 52.8 | 2037-10-30 | Brick House Farm | N | Battery
BALANCE ENERGY 22 LTD, OVER RANKEILOUR FARM | 29.9 | 2026-10-31 | OVER RANKEILOUR FARM | N | Solar
West Melton PV & BESS Station | 105 | 2035-10-30 | Leeds North Connection Node C 400kV Substation | N | Solar
Ardonald Wind Farm | 200 | 2033-10-31 | New North East 275kV Substation | N | Solar
Fenwick Solar Project | 248.2 | 2032-04-16 | Thorpe Marsh 400kV Substation | N | Battery
IBV TICKHILL SOLAR LIMITED, Land at Heywood Grange | 30 | 2037-10-30 | Land at Heywood Grange | N | Battery
Balance Power Projects Ltd, Easton Lane, Woodbridge | 49.5 | 2034-10-31 | Easton Lane, Woodbridge | N | Battery
Abhainn Dubh Wind Farm | 40.5 | 2029-05-31 | Abhainn Dubh Wind Farm 132kV Substation | N | Onshore Wind
Anesco Limited, Weirs Drove, Burwell | 36.7 | 2028-10-31 | Weirs Drove, Burwell | N | Battery
Highland Wind Farm | 168 | 2030-10-31 | Highland Wind Farm 132/33kV substation | N | Battery
J & W JENKINSON, HARPERDEAN FARM BATTERY STORAGE SYSTEM | 15 | 2029-09-01 | HARPERDEAN FARM BATTERY STORAGE SYSTEM | N | Battery
Stallingborough PV & BESS Station | 500 | 2034-10-30 | Grimsby West 400kV Substation | N | Battery
Sesona Ltd, Hillhouse | 9.3 | 2026-01-31 | Hillhouse | N | Other
Sheaf Energy | 249 | 2029-12-31 | Richborough 400kV Substation | N | Battery
ADVANCE GRID SOLUTIONS LIMITED, AGS BONNYTON SOLAR & BESS | 7 | 2033-10-31 | AGS BONNYTON SOLAR & BESS | N | Battery
Orkney community wind farm - Quanterness | 28.8 | 2028-06-30 | Finstown GSP | N | Onshore Wind
GREENPOWER DEVELOPMENTS LTD, HEIGHTS WIND FARM | 9.8 | 2026-09-30 | HEIGHTS WIND FARM | N | Onshore Wind
GR Renewables 2 Limited, Scalm Park | 55 | 2035-10-26 | Scalm Park | N | Solar
Innerwick BESS | 170 | 2028-07-31 | Braxbess 400/132kV Collector Substation | N | Battery
Low Carbon Solar Park 50 Limited, Skegness Solar Farm | 25 | 2034-10-30 | Skegness Solar Farm | N | Battery
Albanwise Synergy Limited, Dereham Road, Norwich Whitwell | 40 | 2030-10-31 | Dereham Road, Norwich Whitwell | N | Solar
Deeside Power Station | 49.9 | 2033-12-31 | Deeside 400kV Substation | N | Unabated Gas
Low Carbon UK Solar Investment Company Limited, Fambridge Road, Fambridge | 40 | 2032-10-30 | Fambridge Road, Fambridge | N | Solar
Flatterton Farm | 50 | 2027-05-14 | Spango Valley GSP | N | Battery
Highfield Solar Limited, Brocklesby | 30 | 2035-10-30 | Brocklesby | N | Battery
S & L Energy Ltd, Waterswallows 2 BESS | 20 | 2026-01-31 | Waterswallows 2 BESS | N | Battery
BESS Cilfynydd | 245.8 | 2029-07-12 | Cilfynydd 400kV Substation | N | Battery
Eden LD Solar Ltd, Leigh Delamere Solar Farm | 6 | 2025-11-30 | Leigh Delamere Solar Farm | N | Battery
Greystone Knowe Windfarm | 92.4 | 2033-10-31 | Greystone Knowe 132kV Substation | N | Onshore Wind
ASSURED ASSET SOLAR 2 LTD, Averham Leazes BESS | 49.9 | 2028-02-01 | Averham Leazes BESS | N | Battery
Aura Power Solar UK 2 Ltd, UK002-S Horton | 49.9 | 2026-05-31 | UK002-S Horton | N | Solar
ANGLO ES LEVEDALE LTD, Levedale Road | 50.9 | 2026-06-06 | Levedale Road | N | Battery
Scatsta Greener Grid Park | 400 | 2032-10-29 | Scatsta 132kV Substation | N | Transmission Connected Demand
PACE Brigadier Energy Limited, Lassington | 40 | 2033-11-17 | Lassington | N | Solar
Anglo Renewables Limited, Barleylands Road, Basildon | 49.9 | 2030-10-30 | Barleylands Road, Basildon | N | Battery
Glendye Wind Farm | 124.8 | 2029-10-31 | Glendye Wind Farm Substation | N | Onshore Wind
ALERION UK LTD, WINDSHEIL WIND FARM | 19.2 | 2030-09-30 | WINDSHEIL WIND FARM | N | Onshore Wind
FRP MERCIA HOLDCO 3 LIMITED, Grey Friars Way | 49.5 | 2034-06-30 | Grey Friars Way | N | Battery
Boultbee Brooks (Renewable Ilgars) Ltd, South Woodham Ferrers, Chelmsford | 20 | 2028-12-31 | South Woodham Ferrers, Chelmsford | N | Solar
MeyGen Tidal | 398 | 2029-12-12 | Gills Bay GSP | N | Tidal
Grenergy Renewables UK Limited, Institute Street | 20 | 2035-10-30 | Institute Street | N | Solar
Buckies Farm BESS | 49.9 | 2030-10-31 | Thurso South GSP | N | Battery
BW ESS Development UK Limited (formerly known as Penso Power Limited), Stonehill Battery Storage | 50 | 2037-06-22 | Stonehill Battery Storage | N | Battery
Roger Hill Farm | 200 | 2031-10-31 | Roger Hill Farm 132kV substation | N | Solar
Deeside Power Station | 140.1 | 2033-12-31 | Deeside 400kV Substation | N | Battery
Gwynt Alwen WF | 43.2 | 2030-06-30 | North Wales connection Node A 400kV Substation | N | Onshore Wind
Bolney | 50.1 | 2031-01-31 | Bolney 400kV Substation | N | Solar
Daer Wind Farm | 96 | 2028-08-01 | Daer Wind Farm 132/33kV | N | Onshore Wind
Hockliffe GEC (Ethos Green) | 850 | 2032-10-29 | Dunstable 400kV Substation | N | Transmission Connected Demand
Galileo 14 Ltd | 200 | 2037-10-31 | Staffordshire Connection Node C 400Kv Substation | N | Battery
Root Power South Limited, Bronsworth BESS | 40 | 2039-10-31 | Bronsworth BESS | N | Battery
Cloud Hill Windfarm | 60 | 2036-10-31 | Glenglass 132/33kV | N | Onshore Wind
Boultbee Brooks (Renewables County Lane) Ltd, County Lane, Albrighton | 2 | 2026-03-31 | County Lane, Albrighton | N | Battery
MOUNT FARM SOLAR EXTENSION LIMITED, Aston Somerville Solar Farm | 25 | 2026-10-31 | Aston Somerville Solar Farm | N | Solar
Tolldish ISG Solar Limited, Tolldish ISG Solar Limited | 27.2 | 2026-05-15 | Tolldish ISG Solar Limited | N | Solar
Peterhead Hydrogen 2 | 900 | 2033-10-31 | Peterhead Hydrogen 2 400kV Substation | N | Transmission Connected Demand
MeyGen Tidal | 300 | 2029-12-12 | Gills Bay GSP | N | Battery
Chestnut Solar Farm Limited, Chestnut Solar Farm | 20 | 2026-03-26 | Chestnut Solar Farm | N | Solar
GRENERGY RENEWABLES UK LIMITED, GOODREST FARM BESS | 70 | 2037-10-30 | GOODREST FARM BESS | N | Battery
Thurso BESS | 49.9 | 2027-06-30 | Thurso South GSP | N | Battery
Olivers Forest Wind Farm | 79.2 | 2031-04-30 | Olivers Forest Wind Farm 132kV Substation | N | Onshore Wind
Ratcliffe on Soar BESS | 150 | 2037-10-30 | Kegworth B (Derbyshire Connection Node C) 132kV Substation | N | Battery
Sky UK Development Limited, Avenue Farm, Back Road, Yelverton, Norwich | 15 | 2034-10-31 | Avenue Farm, Back Road, Yelverton, Norwich | N | Solar
Al Boum Photo (Norton) | 289.5 | 2031-10-31 | Norton 400kV Substation | N | Battery
West Raynham X Energy Park Limited, Land South of Shereford Road, Hempton, FAKENHAM | 52.8 | 2034-10-31 | Land South of Shereford Road, Hempton, FAKENHAM | N | Battery
Heanor Energy Storage Park Limited, Heanor Energy Storage Park | 40 | 2037-10-30 | Heanor Energy Storage Park | N | Battery
STIRCHES SOLAR FARM LIMITED, STIRCHES SOLAR PV | 30 | 2028-09-29 | STIRCHES SOLAR PV | N | Solar
STARLIGHT ENERGY SPV 1 LTD, Bognop | 30 | 2032-10-31 | Bognop | N | Battery
Bretton Hall Solar Farm Ltd, Bretton Hall PV and Battery 1 | 30 | 2037-10-30 | Bretton Hall PV and Battery 1 | N | Solar
Greta III | 500 | 2029-10-30 | Drakelow 400kV Substation | N | Battery
East Claydon Solar PV | 600 | 2026-10-01 | East Claydon 400kV Substation | N | Battery
Enviromena Asset Management UK Limited, Sleekburn BESS | 30 | 2036-10-31 | Sleekburn BESS | N | Battery
Iver 2 Ark Estates | 435 | 2029-11-02 | Uxbridge Moor (Iver B 132kV) | N | Transmission Connected Demand
BF58 Hunts Airfield Solar Limited, The Lane Land at Rookery Farm, HUNTINGDON Stow Longa | 52.8 | 2032-10-31 | The Lane Land at Rookery Farm, HUNTINGDON Stow Longa | N | Battery
West Burton Giga | 1000 | 2039-10-30 | West Burton 400kV Substation | N | Transmission Connected Demand
Afon Ddaw | 50 | 2029-10-31 | Aberthaw 275kV Substation | N | Battery
Muaitheabhal Wind Farm | 243.2 | 2030-12-31 | Muaitheabhal 132/33kV Substation | N | Onshore Wind
Old Allen Road Energy Centre Ltd, Old Allen Road BESS | 104.4 | 2035-10-30 | Old Allen Road BESS | N | Battery
Brunt Hill Wind Farm | 100 | 2031-10-31 | Westfield 132/33kV | N | Onshore Wind
PACE Strike Energy Limited, Land North of Long Lane (Wrington Hill) | 15.8 | 2037-10-31 | Land North of Long Lane (Wrington Hill) | N | Solar
Saver & Pashley Farm Energy Park | 130 | 2036-12-06 | Ninfield GSP | N | Battery
Gooseberry Hall Solar Limited, Gooseberry Hall Farm | 22 | 2037-10-30 | Gooseberry Hall Farm | N | Solar
Low Carbon Solar Park 32 Limited, Dogdean Solar Farm | 10 | 2036-12-31 | Dogdean Solar Farm | N | Solar
Pathfinder Clean Energy (PACE), Land West of Ashwell Rd, Bygrave, Letchworth, Herts | 8 | 2026-03-30 | Land West of Ashwell Rd, Bygrave, Letchworth, Herts | N | Battery
Jerriestown Solar Limited, Harker Solar | 49.9 | 2037-10-30 | Harker Solar | N | Battery
Lochend Extension | 24 | 2034-04-30 | Thurso South 132/33kV GSP Substation | N | Onshore Wind
Gacrux Solar Limited, Hopewell House Hybrid Solar/BESS | 65.6 | 2027-07-09 | Hopewell House Hybrid Solar/BESS | N | Solar
Waltham Cross Farm 2 | 350 | 2033-04-04 | Waltham Cross B 400kV Substation | N | Transmission Connected Demand
BPUWL 25 Limited, Scotland Corner Wind Energy Hub | 19.2 | 2037-10-31 | Scotland Corner Wind Energy Hub | N | Onshore Wind
Cellarhead 400kV Energy Storage | 300 | 2027-07-16 | Cellarhead 400kV Substation | N | Battery
PACE SUNSHINE ENERGY LIMITED C/O External Services, Whittlesey Road, March PE15 0AP | 30 | 2034-10-31 | Whittlesey Road, March PE15 0AP | N | Battery
Grimethorpe Renewable Energy Limited, Engine Lane PV | 49.9 | 2034-10-31 | Engine Lane PV | N | Solar
Balance Power Projects Limited, Newburn Haugh BESS, Scotswood Road, Newcastle upon Tyne, NE15 8SF | 49.9 | 2035-10-30 | Newburn Haugh BESS, Scotswood Road, Newcastle upon Tyne, NE15 8SF | N | Battery
Grayside Wind Farm | 108 | 2037-10-31 | Grayside 132/33kV Substation | N | Onshore Wind
Bicker Fen BESS | 249.9 | 2033-05-30 | Navenby 400kV Substation | N | Battery
Bowdun (ex Cluaran Deas Ear) Offshore Wind Farm | 1008 | 2035-12-31 | Hurlie 400kV substation | N | Offshore Wind
Tyler Hill Ansty | 200 | 2037-10-30 | Warwickshire Connection Node D 132kV Substation | N | Battery
JBM Solar Projects 10 Limited, Belvoir PV Easthorpe Lane, Muston, Nottinghamshire | 49.9 | 2025-11-29 | Belvoir PV Easthorpe Lane, Muston, Nottinghamshire | N | Solar
RPC Cheltenham Energy Ltd, Tredington BESS | 40 | 2036-12-06 | Tredington BESS | N | Battery
Jamesfield Farm | 60 | 2033-10-31 | ABERNETHY 2 GSP | N | Battery
Frome Valley Solar Farm Limited, Foley Farm Solar PV | 19.7 | 2033-02-28 | Foley Farm Solar PV | N | Solar
Thornhill Estates Ltd, Land off Vicarage Lane, Diddington | 18 | 2028-10-31 | Land off Vicarage Lane, Diddington | N | Solar
Ocker Hill BESS Ltd, Ocker Hill BESS | 99.4 | 2026-05-30 | Ocker Hill BESS | N | Battery
Lon Pin Solar Limited, Lon Pin Solar PV | 5 | 2025-12-31 | Lon Pin Solar PV | N | Solar
Nan Clach Extension | 35 | 2030-08-31 | Boat of Garten GSP | N | Onshore Wind
EcoGrimsbyWest | 150 | 2033-10-30 | Grimsby West 400kV Substation | N | Solar
Lowerfield Energy Centre Limited, Lowerfield Farm BESS | 29 | 2037-10-30 | Lowerfield Farm BESS | N | Battery
Kier Property Management Company Ltd, Tempsford Energy Park, Tempsford Road, Sandy | 10 | 2034-10-31 | Tempsford Energy Park, Tempsford Road, Sandy | N | Battery
Mansion House Energy Centre Limited, Mansion House Farm Hybrid | 40.6 | 2034-10-30 | Mansion House Farm Hybrid | N | Battery
Rotherham Power Limited, Tickhill Maltby BESS | 35.5 | 2034-10-31 | Tickhill Maltby BESS | N | Battery
Windy Standard 1 Repower | 21.9 | 2031-06-30 | Dun Hill 132/33kV | N | Onshore Wind
Bucklesham Hall Solar Limited, Bucklesham, Suffolk | 25.2 | 2028-12-31 | Bucklesham, Suffolk | N | Solar
Harmony LS Ltd, Ledston BESS | 31 | 2035-10-26 | Ledston BESS | N | Battery
St. Marys Lane - Upminster BESS | 282.7 | 2036-10-31 | Warley GSP | N | Battery
Anesco Limited, Bodymoor Heath | 57.1 | 2033-06-30 | Bodymoor Heath | N | Battery
Brunt Hill Wind Farm | 50 | 2031-10-31 | Westfield 132/33kV | N | Battery
Lees Hill Renewable Energy Park | 60.2 | 2033-04-15 | Kelloe Mains 400kV Substation | N | Solar
Renewable Connections Solar Holdings Ltd, Gorefield, Wisbech PE13 5NX | 52.54 | 2034-10-31 | Gorefield, Wisbech PE13 5NX | N | Solar
Renewable Connections Developments Limited, Grange Farm | 24 | 2025-07-31 | Grange Farm | N | Solar
Grovers Farm BESS | 287.8 | 2038-10-31 | West London Connection Node B 132kV substation | N | Battery
LANGER LANE SOLAR FARM LIMITED, Land at Langer Lane | 7.5 | 2025-12-18 | Land at Langer Lane | N | Solar
BH EnergyGap Doncaster Ltd, Sandall Stones W2E | 34 | 2027-06-30 | Sandall Stones W2E | N | Unabated Gas
ARM Dev Energy Limited, Carr Edge Farm BESS | 50 | 2039-10-30 | Carr Edge Farm BESS | N | Battery
Killoch BESS | 209 | 2030-09-30 | Killoch BESS 275kV substation | N | Battery
Balance Energy 11 Limited, Iron Acton | 49.5 | 2036-12-06 | Iron Acton | N | Battery
MAREHAM LANE SOLAR LIMITED, Mareham Lane | 40.8 | 2034-10-30 | Mareham Lane | N | Solar
NS Solar 05 Limited, Osgodby Solar Farm | 41 | 2035-10-30 | Osgodby Solar Farm | N | Solar
MeyGen Tidal | 398 | 2029-12-12 | Gills Bay GSP | N | Tidal
PACE Underhill Energy Limited, Copston Magna | 49.5 | 2037-10-30 | Copston Magna | N | Battery
Hunterston Wind Farm | 84 | 2033-04-30 | Hunterston 400/132kV | N | Onshore Wind
Old Hall Energy Centre Limited, Old Hall Farm | 18 | 2028-10-30 | Old Hall Farm | N | Solar
Scoop Hill Wind Farm | 500 | 2027-10-31 | Scoop Hill Wind Farm 132kV Substation | N | Onshore Wind
Stell Renewable Energy Limited, Lord's Moor Farm 30MW Solar PV | 30 | 2039-07-30 | Lord's Moor Farm 30MW Solar PV | N | Solar
Aldustria Ltd, Indian Queens Energy Centre | 99.9 | 2036-12-06 | Indian Queens Energy Centre | N | Battery
Trevarthian Renewables Limited, Trevarthian Solar Park | 14 | 2037-10-31 | Trevarthian Solar Park | N | Battery
Cleanearth Energy Limited, Land at Imerys | 9.9 | 2028-10-31 | Land at Imerys | N | Onshore Wind
Culham Renewables Ltd, Ealand Solar Farm | 49.9 | 2034-10-31 | Ealand Solar Farm | N | Solar
Farmcare Trading Ltd, Stoughton Estate Solar Farm | 21 | 2037-10-30 | Stoughton Estate Solar Farm | N | Battery
Tealing Solar & Storage | 80 | 2027-10-31 | Tealing IDNO 132/33kV GSP | N | Battery
Riverside Bungalow Farm | 49.9 | 2033-10-31 | Blackhillock 2 400/33kV GSP Substation | N | Battery
Wellbank Solar Farm | 25 | 2024-03-01 | Milton of Craigie GSP | N | Solar
CARE POWER (DRUMCROSS) LIMITED, DRUMCROSS BESS | 36.7 | 2024-12-31 | DRUMCROSS BESS | N | Battery
Exagen Development Ltd, Lye Green Solar Farm, ST. ALBANS Potters Crouch AL2 3NN | 49.9 | 2033-10-31 | Lye Green Solar Farm, ST. ALBANS Potters Crouch AL2 3NN | N | Solar
Trafford 2 BESS | 1400 | 2037-10-30 | Carrington 400KV Substation | N | Battery
Welby Solar Farm Limited, Welby Solar Farm Limited | 45.9 | 2034-10-30 | Welby Solar Farm Limited | N | Solar
MAIDEN HEAD ENERGY LIMITED, Maiden Head Solar Park | 18 | 2037-12-01 | Maiden Head Solar Park | N | Solar
AGS Nerston 2 BESS | 55 | 2033-10-31 | East Kilbride B 275/33kV Substation | N | Battery
Bramford 2 GEC (Ethos Green) | 250 | 2032-07-01 | Bramford 400kV Substation | N | Reactive Compensation
Coylton 275kV Greener Grid Park | 100 | 2026-04-30 | Coylton 275/33kV Substation | N | Battery
Octo Partners Ltd, Tonmawr Solar Farm | 29.6 | 2028-10-31 | Tonmawr Solar Farm | N | Solar
RHT2 | 57 | 2037-10-31 | Rye House GSP | N | Transmission Connected Demand
Gresham House Gretna BESS | 400 | 2031-10-31 | Gresham House Gretna 400/132kv Substation | N | Battery
NeuConnect Interconnector | 1400 | 2026-08-01 | Grain West 400kV Substation | N | Interconnector
Alerion UK Ltd, Mynydd Branar Wind Farm | 55.8 | 2037-10-30 | Mynydd Branar Wind Farm | N | Onshore Wind
Energiekontor UK Ltd, Cefn Blaenau Pencarreg | 5 | 2025-07-01 | Cefn Blaenau Pencarreg | N | Onshore Wind
Stornoway Wind Farm | 180 | 2030-10-31 | Stornoway 132/33kV Substation | N | Onshore Wind
Butt Lane - Grimsby BESS | 287.8 | 2035-10-30 | Grimsby West GSP | N | Battery
Drummarnock Wind Farm | 30 | 2026-10-01 | Bonnybridge 132/33kV | N | Onshore Wind
Toton Battery Storage Ltd, Southfields Farm, Common Lane, NG9 3DT | 99.9 | 2033-10-30 | Southfields Farm, Common Lane, NG9 3DT | N | Battery
Newarthill Energy Park | 300.2 | 2027-10-28 | Newarthill Energy Park 275kV Substation | N | Battery
Dyce Battery Storage | 55 | 2025-10-30 | Dyce GSP | N | Battery
St Owens Cross Battery Storage Limited, St Owens Cross Battery Storage Limited | 54.4 | 2026-09-19 | St Owens Cross Battery Storage Limited | N | Battery
Spennymoor Greener Grid Park | 86 | 2027-10-29 | Spennymoor 400kV Substation | N | Reactive Compensation
STOR Field 9 BESS | 49.9 | 2029-07-30 | Inverkeithing GSP | N | Battery
Tarvie Wind Farm | 55.8 | 2033-10-31 | Beauly substation 275KV | N | Onshore Wind
Carbon Free 2030 | 574.6 | 2034-06-30 | Grimsby West 400kV Substation | N | Battery
Cleve Hill Solar Park | 280 | 2030-12-31 | Cleve Hill 400kV Substation | N | Solar
GRUPOTEC SOLAR UK 8 LIMITED, Benridge Solar Farm | 48 | 2039-10-30 | Benridge Solar Farm | N | Solar
Green Volt Offshore Windfarm | 560 | 2033-10-31 | New Deer 400kV Substation | N | Offshore Wind
Lutterworth Renewable, Coal Pit Lane PV | 16 | 2037-10-30 | Coal Pit Lane PV | N | Solar
Central Bedfordshire Council, Dunton Lane, BIGGLESWADE | 20.9 | 2034-10-31 | Dunton Lane, BIGGLESWADE | N | Battery
FRP MERCIA HOLDCO three LIMITED, Petre Street BESS II | 49.5 | 2034-10-30 | Petre Street BESS II | N | Battery
Vanguard East | 420 | 2028-04-01 | Vanguard East 275/66kV Offshore Substation | N | Offshore Wind
Stark Energy Limited, Brandon Road Solar Project, Brandon Road, Methwold, Thetford | 23 | 2034-10-31 | Brandon Road Solar Project, Brandon Road, Methwold, Thetford | N | Solar
XLCC Hunterston High Voltage Cable Factory | 100 | 2027-09-20 | XLCC Hunterston HV Cable Factory 132kV Substation | N | Transmission Connected Demand
S & L Energy Ltd, Buxton 2 BESS | 20 | 2026-01-31 | Buxton 2 BESS | N | Battery
Enray Power LTD, Church Farm BESS | 25 | 2033-10-30 | Church Farm BESS | N | Battery
Eden RB Solar Ltd, Red Barn Solar Farm | 40 | 2025-03-31 | Red Barn Solar Farm | N | Solar
Taigh an Uillt Energy Storage Park | 49.9 | 2035-10-31 | ICHRACHAN 132/33KV GRID SUPPLY POINT SUBSTATION | N | Battery
On-Site Energy Limited, JLR EPMC Wolverhampton | 14.3 | 2037-10-30 | JLR EPMC Wolverhampton | N | Solar
Statera Energy Limited, Abham Storage | 49.9 | 2036-12-31 | Abham Storage | N | Battery
Navenby GEC (Ethos Green) | 114 | 2033-10-30 | Navenby 400kV Substation | N | LDES
Snowdonia Pumped Hydro Limited, Glyn Rhonwy | 99.9 | 2025-09-30 | Glyn Rhonwy | N | LDES
Kyllachy Wind Farm | 91 | 2037-10-31 | Tomatin 132kV Substation Extension | N | Onshore Wind
Abei Energy Green V, Shap Solar Farm | 10 | 2037-10-31 | Shap Solar Farm | N | Battery
Ranby | 198.5 | 2034-08-30 | Jubilee Farm 275kV Substation | N | Solar
North Fish (Shetland) Limited, North Hoo Wind Phase 2 | 2.3 | 2025-11-07 | North Hoo Wind Phase 2 | N | Onshore Wind
Desborough Solar and Battery Storage II Limited, Desborough Airfield B | 57.2 | 2034-10-30 | Desborough Airfield B | N | Battery
Mosspark Energy Park | 20.9 | 2030-05-31 | Dumfries 132/33kV | N | Battery
Cobham Road Solar Farm Ltd, Slyfield Farm, Cobham Road, COBHAM | 49.5 | 2029-01-31 | Slyfield Farm, Cobham Road, COBHAM | N | Solar
Elstree 400MW Demand | 400 | 2031-01-31 | Letchmore Heath 132kV Substation | N | Transmission Connected Demand
CONRAD ENERGY (DEVELOPMENTS) II LIMITED, Landulph Energy Storage Plant | 49.9 | 2036-12-31 | Landulph Energy Storage Plant | N | Battery
Rothes III Wind Farm | 23 | 2028-06-30 | Dallas GSP | N | Onshore Wind
Econergy International Limited, Netherlands Way (Site 3) Y1560 | 20 | 2026-03-13 | Netherlands Way (Site 3) Y1560 | N | Battery
Mespil Solar Energy Limited, Hempstalls Farm, Clacton Road, Horsley Cross, Manningtree | 30 | 2034-10-31 | Hempstalls Farm, Clacton Road, Horsley Cross, Manningtree | N | Solar
Weaver Island 150MW BESS | 150 | 2037-10-30 | Elton (Merseyside 132kV Substation) | N | Battery
Boultbee Brooks (Renewables Ruddles Lane) Ltd, Sawtry Way, Huntingdon Wyton | 15 | 2032-10-31 | Sawtry Way, Huntingdon Wyton | N | Solar
opdenergy, Manor Farm And Land, BURY ST. EDMUNDS | 29.6 | 2034-10-31 | Manor Farm And Land, BURY ST. EDMUNDS | N | Solar
TOTLEYWELLS NET ZERO LIMITED (AITHRIE), HOPETOUN NEWTON SOLAR FARM (AITHRIE) | 29.9 | 2024-10-29 | HOPETOUN NEWTON SOLAR FARM (AITHRIE) | N | Solar
BESS Harker | 211.7 | 2031-05-30 | Harker 400kV Substation | N | Battery
Grenergy Renewables, Salt Way BESS | 70 | 2037-10-30 | Salt Way BESS | N | Battery
Swansea Greener Grid Park - Connection 1 | 15 | 2024-08-31 | Swansea North 400kV Substation | N | Battery
LOWER FARM SOLAR AND BATTERY STORAGE LIMITED, Lower Farm | 33 | 2027-10-01 | Lower Farm | N | Battery
Glenmuckloch Wind Farm | 25.6 | 2029-05-31 | Glenmuckloch 132/33kV | N | Onshore Wind
LOWER COALMOOR BESS LTD, Lower Coalmoor Farm | 49.9 | 2033-10-31 | Lower Coalmoor Farm | N | Battery
Gwynt Alwen WF | 51.4 | 2030-06-30 | North Wales connection Node A 400kV Substation | N | Battery
Wickham Hall Solar Battery Limited, Wickham Hall, Hadham Road | 10 | 2026-06-06 | Wickham Hall, Hadham Road | N | Battery
Hasland Green Limited, Hasland | 49.9 | 2026-03-01 | Hasland | N | Solar
TOTLEYWELLS NET ZERO LIMITED (AITHRIE), HOPETOUN NEWTON SOLAR FARM (AITHRIE) | 20 | 2024-10-29 | HOPETOUN NEWTON SOLAR FARM (AITHRIE) | N | Battery
Mannington | 53.2 | 2025-11-30 | Mannington 400kV Substation | N | Battery
Walpole | 53.2 | 2030-10-30 | Walpole 400kV substations | N | Battery
Drinkstone Hybrid | 20 | 2035-07-01 | Hawick 132kV Substation | N | Battery
Feckenham | 650 | 2032-10-30 | Feckenham 400kV Substation | N | Solar
Qc Otranto Limited, Brick Lane, Framlingham | 52.8 | 2034-10-31 | Brick Lane, Framlingham | N | Battery
Divot Hill Wind Farm | 13 | 2036-10-31 | Divot Hill 132/33 kV Substation | N | Battery
Norwich Main BESS | 700 | 2034-10-31 | North Anglia Connection Node A 400kV | N | Battery
JBM Solar Projects 8 Limited, BICESTER - PV | 44 | 2025-11-30 | BICESTER - PV | N | Solar
Qair Renewables UK Limited, Lark Hill Road Lark Hill, Rochford Canewdon | 49.9 | 2032-10-30 | Lark Hill Road Lark Hill, Rochford Canewdon | N | Solar
Noventum Power Limted, 2023-028 Bulworthy Farm | 49.9 | 2037-10-31 | 2023-028 Bulworthy Farm | N | Solar
The Farm Energy Company Limited, Glaxosmith Barnard Solar | 12.8 | 2031-09-30 | Glaxosmith Barnard Solar | N | Solar
IRONBRIDGE ENERGY LIMITED, Ironbridge Energy BESS | 105.7 | 2037-10-31 | Ironbridge Energy BESS | N | Battery
Capella BESS Ltd, Newcastle BESS, Galaxy Business Park, NE1059 (Stella South) | 105.4 | 2025-12-30 | Newcastle BESS, Galaxy Business Park, NE1059 (Stella South) | N | Battery
Bambers Wind Park Limited, Bambers Solar | 24.4 | 2036-12-06 | Bambers Solar | N | Solar
Balinoe Wind Farm | 64 | 2034-10-31 | Balinoe 132kV substation | N | Battery
Net Zero Twelve Ltd, Upper Latherford BESS | 49.9 | 2037-10-30 | Upper Latherford BESS | N | Battery
Orsted Onshore UK Limited, Barrons Solar Farm | 34.5 | 2034-10-30 | Barrons Solar Farm | N | Solar
MJQuinn Integrated Services Limited, Kerswell Barton Farm | 11.5 | 2037-10-31 | Kerswell Barton Farm | N | Solar
Noventum Power Limited, Wales End Farm, Cavendish, Sudbury | 10 | 2034-10-31 | Wales End Farm, Cavendish, Sudbury | N | Battery
Elmya Grange Road | 210 | 2031-10-30 | Elmya Grange 400kV | N | Solar
Loch na Cathrach Pumped Storage Hydro | 555 | 2030-10-30 | Red John 275kV Switching Station | N | LDES
Breackerie wind farm | 5 | 2037-10-31 | Breackerie 132kV Substation | N | Battery
Coupar Solar Farm | 49.9 | 2027-04-30 | Coupar Angus GSP | N | Solar
Iver 3 Ark Estates | 435 | 2029-11-02 | Uxbridge Moor (Iver B 132kV) | N | Transmission Connected Demand
Melksham (Tertiary) | 57 | 2026-06-26 | Melksham 400kV Substation | N | Battery
Llanwern Phase 1 | 95 | 2028-10-01 | Whitson 275kV Substation | N | Solar
Galileo 05 | 84 | 2031-10-31 | Lynemore Windfarm 132kV Substation | N | Onshore Wind
Navenby GEC (Ethos Green) | 114 | 2033-10-30 | Navenby 400kV Substation | N | LDES
Aura Power Solar UK 3 Ltd, Murton Solar Farm | 45 | 2026-09-30 | Murton Solar Farm | N | Solar
EPL 002 Limited, Darley Road, Luton | 35 | 2031-10-31 | Darley Road, Luton | N | Solar
Magwind | 495 | 2030-12-31 | Talisk Offshore Wind Farm | N | Offshore Wind
Dalmarnock Road BESS | 40 | 2023-10-30 | Dalmarnock GSP | N | Battery
Whiteminhill Renewable Energy Park | 100 | 2030-10-31 | Mark Hill 275/33kV | N | Battery
Windel Solar 9 Limited, Treoes Solar Plant | 9.2 | 2028-10-10 | Treoes Solar Plant | N | Solar
Oak Holt Solar | 440 | 2034-10-30 | Trent Valley South Connection Node C 400kV Substation | N | Solar
Stanley Water WTW BESS | 71.96 | 2028-10-01 | Paisley GSP | N | Battery
Shrewsbury Energy | 150 | 2037-10-30 | Shrewsbury GSP | N | Solar
Oakley Bush Solar Limited, Oakley Bushes Solar Farm | 40 | 2027-01-01 | Oakley Bushes Solar Farm | N | Solar
BROCKWELL STORAGE AND SOLAR LIMITED, Scawby Brook Energy | 30 | 2034-10-31 | Scawby Brook Energy | N | Battery
Pant Y Maen Wind Limited, Pant Y Maen wind farm development | 20.2 | 2026-09-26 | Pant Y Maen wind farm development | N | Onshore Wind
Cairnbulg BESS | 49.5 | 2033-10-31 | Fraserburgh 132 kV | N | Battery
Glentaggart 42MW BESS | 42 | 2027-10-30 | Glentaggart WF 33kV Substation | N | Battery
The Droves (formerly Swaffham PV & BESS) | 500 | 2033-10-30 | Swaffham 400KV Substation | N | Battery
Binn Solar Farm | 6 | 2035-10-31 | ABERNETHY 2 GSP | N | Battery
Pigeon House BESS | 140 | 2037-10-30 | Solent Connection Node B 132kV Substation. | N | Battery
KNOCKSHINNOCH WIND ENERGY 2022 LTD, KNOCKSHINNOCH ENERGY PARK | 8 | 2037-10-30 | KNOCKSHINNOCH ENERGY PARK | N | Onshore Wind
Didcot Energy Park | 300 | 2027-10-31 | Didcot 400kV Substation | N | Battery
Crookedstone PV | 49.9 | 2032-10-31 | Strathaven GSP 33kV | N | Solar
Scottish Water Linwood STW 60MW BESS | 71.96 | 2028-06-28 | Jonhstone 132/33kV Substation | N | Battery
Galileo 07 Limited | 61 | 2032-10-31 | Cassley GSP | N | Battery
Grendon Solar & BESS | 650 | 2029-07-01 | Grendon 400kV Substation | N | Solar
PACE PSR Renewable Energy Hold Co Limited, Flixton PV + ESS Norwich | 27 | 2034-10-31 | Flixton PV + ESS Norwich | N | Solar
RWE Renewables UK Solar and Storage Limited, Silverlake, Bradford Abbas, Silverlake, Castleton, Bradford Abbas, Dorset, DT9 6SN | 49.9 | 2038-06-23 | Silverlake, Bradford Abbas, Silverlake, Castleton, Bradford Abbas, Dorset, DT9 6SN | N | Battery
Rat Hall Mod App | 200 | 2032-10-31 | Burwell South 400kV Substation | N | Solar
Astwood Solar Farm GEC | 119.7 | 2034-10-31 | West Anglia Connection Node G 400kV Substation | N | Solar
Pathfinder Clean Energy (PACE), Land to the North of Grays Lane, Halesworth | 27 | 2028-12-31 | Land to the North of Grays Lane, Halesworth | N | Solar
Mingau Limited, Ferrybridge BESS | 94.9 | 2035-10-26 | Ferrybridge BESS | N | Battery
Darwin | 700 | 2039-10-30 | Teesside Connection Node 2 C 132kV Substation | N | Transmission Connected Demand
Melksham East Storage Limited, WESTLANDS LANE, WHITLEY, MELKSHAM, SN12 7QG SEPD Ref: EQV893-4 | 99.9 | 2030-10-31 | WESTLANDS LANE, WHITLEY, MELKSHAM, SN12 7QG SEPD Ref: EQV893-4 | N | Battery
JBM Solar Projects 10 Limited, Belvoir PV Easthorpe Lane, Muston, Nottinghamshire | 49.9 | 2034-10-31 | Belvoir PV Easthorpe Lane, Muston, Nottinghamshire | N | Battery
Upminster Warley 3 | 282.7 | 2036-10-31 | Warley GSP | N | Battery
Dogger Bank Project C | 1218 | 2025-04-01 | Teeside Connection Node A 132kV Substation | N | Offshore Wind
Beanacre BESS | 200 | 2037-09-15 | Melksham 132kV Substation | N | Battery
Witney BESS | 160 | 2038-11-01 | Cowley GSP | N | Battery
Eclipse Power Generation, The Manorway, STANFORD-LE-HOPE | 9 | 2025-11-30 | The Manorway, STANFORD-LE-HOPE | N | Unabated Gas
Galileo 07 Limited | 126 | 2032-10-31 | Cassley GSP | N | Onshore Wind
Luminous Energy Group Limited, Roman Road, Fitzwalters Renewable Energy Park | 49.9 | 2036-10-31 | Roman Road, Fitzwalters Renewable Energy Park | N | Battery
Interguide Group Ltd, New Bury Farm, Mill Road, Slapton | 49.9 | 2034-10-31 | New Bury Farm, Mill Road, Slapton | N | Solar
Wokingham Borough Council, Barkham Farm, Wokingham | 20 | 2037-10-31 | Barkham Farm, Wokingham | N | SOLAR
Balance Energy 8 Limited, Cheadle BESS | 40 | 2028-10-31 | Cheadle BESS | N | Battery
Dorenell Windfarm Extension | 477 | 2033-10-31 | Blackhillock 400kV Substation | N | Onshore Wind
Pathfinder Clean Energy (PACE) UKDev Ltd, North Of Shooters Dr, WALTHAM ABBEY Nazeing EN9 2RG | 49.5 | 2034-10-31 | North Of Shooters Dr, WALTHAM ABBEY Nazeing EN9 2RG | N | Battery
Craiginmoddie Wind Farm | 98 | 2031-09-30 | Maybole 132/33kV | N | Onshore Wind
Touch Energy Park | 36 | 2029-01-31 | Stirling 132/33kV | N | Onshore Wind
Exagen Development Limited, Site 7, Walham, GL3 4RA | 20 | 2036-12-06 | Site 7, Walham, GL3 4RA | N | Battery
TNEI Services Ltd, Fridd Lane Solar Farm, Bethersden | 25.7 | 2036-10-31 | Fridd Lane Solar Farm, Bethersden | N | Solar
Voltwise Power Holdings Limited, Cherry Lane, Amersham | 99 | 2038-10-31 | Cherry Lane, Amersham | N | Battery
Coille Linne | 108 | 2037-10-31 | Coille Linne 132kV Substation | N | Onshore Wind
BP ABERDEEN HYDROGEN ENERGY LIMITED, Hareness Road (Aberdeen NESS) | 8 | 2026-07-31 | Hareness Road (Aberdeen NESS) | N | Solar
CONRAD ENERGY (DEVELOPMENTS) II LIMITED, Land At Truncheaunts Farm (Alton) | 49.9 | 2037-10-31 | Land At Truncheaunts Farm (Alton) | N | Solar
Axminster | 53.2 | 2027-10-31 | Axminster 400kV Substation | N | Battery
Ratcliffe BESS Ltd, Ratcliffe BESS Ltd | 99 | 2033-10-30 | Ratcliffe BESS Ltd | N | Battery
Waun Maenllwyd Wind Energy Hub Limited, Waun Maenllwyd Wind Energy Hub | 25.2 | 2030-01-31 | Waun Maenllwyd Wind Energy Hub | N | Onshore Wind
Kincraig Energy Centre | 21.8 | 2026-04-30 | Dyce GSP | N | Battery
Bolney Green Energy Hub 1 Ltd, Twineham Grange Manor, Bob Lane, Haywards Heath | 49 | 2027-10-31 | Twineham Grange Manor, Bob Lane, Haywards Heath | N | Battery
KS SPV 46 LIMITED, Burgh Le Marsh Solar Farm | 20 | 2034-10-30 | Burgh Le Marsh Solar Farm | N | Solar
South Brook | 40 | 2037-06-28 | Melksham 400kV Substation | N | Battery
Exagen Development Limited, Old Wood BESS & Wymeswold Solar Energy Development | 40 | 2033-10-30 | Old Wood BESS & Wymeswold Solar Energy Development | N | Solar
Qc Otranto Limited, Brick Lane, Framlingham | 52.8 | 2034-10-31 | Brick Lane, Framlingham | N | Solar
JBM Solar Projects 26 Limited, Bagworth Road | 49.9 | 2037-10-30 | Bagworth Road | N | Battery
Biggleswade High Impact Green Energy Hub | 500 | 2034-10-31 | Biggleswade 400kV Substation | N | Solar
MeyGen Tidal | 300 | 2029-12-12 | Gills Bay GSP | N | Battery
Arise Renewable Energy UK Limited, Great Harmeston Solar Farm | 32.5 | 2037-12-31 | Great Harmeston Solar Farm | N | Battery
Manquhill Wind Farm | 56 | 2036-10-31 | Manquhill Wind Farm 132/33kV Substation | N | Onshore Wind
Aldustria Ltd, St Columb Major BESS | 5 | 2028-10-31 | St Columb Major BESS | N | Battery
Torfichen Energy Park | 61.6 | 2030-10-31 | Torfichen Energy Park 132kV Substation | N | Battery
Uckfield Solar Electric Forecourt Ltd, Rocks Road, Uckfield | 5 | 2025-11-28 | Rocks Road, Uckfield | N | Solar
Ballach | 5 | 2037-10-31 | Ballach 132kV substation | N | Battery
O&G SOLAR (SPV 30) LIMITED, Union Lane | 51.4 | 2033-10-31 | Union Lane | N | Solar
Gladsmuir Wind Farm | 43 | 2032-10-29 | Harburn 132/33kV Grid Supply Point Substation | N | Onshore Wind
Low Carbon Solar Park 31 Limited, Broomfield Solar Farm 2, HORSHAM Cowfold | 15 | 2030-12-31 | Broomfield Solar Farm 2, HORSHAM Cowfold | N | Solar
Balmeanach Wind Farm | 45 | 2029-11-30 | Edinbane GSP | N | Onshore Wind
Botley GEC (Ethos Green) | 200 | 2033-10-31 | Botley 400kV Substation | N | Transmission Connected Demand
BF16D BHF SOLAR LIMITED, Brick House Solar Plant | 52.3 | 2027-04-01 | Brick House Solar Plant | N | Solar
Ratcliffe on Soar Farm | 400 | 2037-10-31 | Derbyshire Connection Node C 400kV Substation | N | Transmission Connected Demand
IBE POLEGATE LIMITED, Land at Otham Court Lane, POLEGATE | 20 | 2037-12-31 | Land at Otham Court Lane, POLEGATE | N | Solar
Pencloe Windfarm | 81 | 2025-07-01 | Pencloe 132/33kV Substation | N | Onshore Wind
IBE Horse Leys Limited, Horse Leys Farm Solar Park | 15.7 | 2037-10-30 | Horse Leys Farm Solar Park | N | Solar
Mercia Power Response (Sookholme Road) Limited, Sookholme Road | 6 | 2025-07-30 | Sookholme Road | N | Unabated Gas
Bramford GEC (Ethos Green) | 658.3 | 2032-06-01 | Bramford 400kV Substation | N | Solar
Project Dragon SPV Limited, Rhymney Ind Park, Land at Cwm Carno Farm, Rhymney | 12.8 | 2037-10-31 | Rhymney Ind Park, Land at Cwm Carno Farm, Rhymney | N | Onshore Wind
Coddington | 240 | 2034-10-30 | Trent Valley South Connection Node C 400kV Substation | N | Solar
Berryburn Extension Wind Farm | 43.2 | 2025-11-30 | Berry Burn GSP | N | Onshore Wind
Didcot Road 2 | 300 | 2037-10-31 | Didcot 132kV Substation | N | Transmission Connected Demand
Canterbury Tertiary | 80 | 2031-10-31 | Canterbury 400kV Substation | N | Solar
JBM Solar -Minety | 50 | 2024-11-30 | Minety 400kV Substation | N | Battery
Hartlepool Borough Council, Tees Valley Additional 5MW | 49.9 | 2039-07-30 | Tees Valley Additional 5MW | N | Low Carbon Dispatchable Power
Cotes Heath Solar Limited, Cotes Heath PV | 15.3 | 2037-10-30 | Cotes Heath PV | N | Solar
Aston Lane Solar Farm Limited, Sudbury Estate | 49.9 | 2024-07-25 | Sudbury Estate | N | Solar
Aura Power Solar UK Ltd, Little Stambridge Hall Lane Stambridge Solar Farm, ROCHFORD SS4 1EX | 49.9 | 2032-10-30 | Little Stambridge Hall Lane Stambridge Solar Farm, ROCHFORD SS4 1EX | N | Solar
Voltalia Uk Ltd, Westbury Farm (ANM) Abbotsley Road, St Neots | 12.8 | 2028-10-31 | Westbury Farm (ANM) Abbotsley Road, St Neots | N | Battery
Park Hill Energy Extension Limited, Parkhill | 8.8 | 2024-09-30 | Parkhill | N | Solar
Tormsdale Windfarm | 50 | 2028-06-30 | Mybster 3 132/33kV Substation | N | Onshore Wind
Abbey Developments Cambs Limited, Walpole Bank East Walpole Bank East Energy Storage, WISBECH Walpole St. Andrew | 99.9 | 2034-10-31 | Walpole Bank East Walpole Bank East Energy Storage, WISBECH Walpole St. Andrew | N | Battery
Meridien Solar Farm | 750 | 2033-06-30 | Weston Marsh 400kV Substation | N | Solar
Hunterston Hydrogen | 4.94 | 2033-10-31 | Hunterston 400/132kV | N | Battery
Thornton Grid Stability Services | 0.1 | 2039-10-30 | Thornton 400kV Substation | N | Reactive Compensation
Bicker Fenn Energy Park | 450 | 2033-06-01 | Bicker Fen 400kV Substation | N | Solar
Balvedavist 162 Battery Storage | 162 | 2030-10-31 | Spittal 132kV Substation | N | Solar
Ladyfield Renewable Energy Park | 68 | 2029-10-31 | Creag Dhubh 275/132/33kV | N | Battery
Mecure Data Centre | 435 | 2030-01-31 | Elstree 400kV Substation | N | Transmission Connected Demand
Thorpe Marsh Green Energy Centre | 69 | 2030-10-30 | Thorpe Marsh 400kV Substation | N | Solar
Vanguard | 420 | 2027-04-01 | Necton 400kV Substation | N | Offshore Wind
Rothienorman 50MW BESS | 63.2 | 2024-10-31 | Rothienorman GSP | N | Battery
Greenheath NRG Ltd - Company Name changed to "Greenheath Duns Tew Ltd" on 02/08/2024 - Companies House NM01 [Notice of Change of Name by Resolution] provided in evidence upload., Duns Tew Solar PV | 6 | 2025-12-30 | Duns Tew Solar PV | N | Solar
Driffield Solar and Storage Limited, Wansford Road, Harmony Energy Storage BESS | 30 | 2033-05-31 | Wansford Road, Harmony Energy Storage BESS | N | Solar
Vital Energi (Bilsthorpe) Limited, Newport (Vogen Stor) | 20 | 2029-10-11 | Newport (Vogen Stor) | N | Low Carbon Dispatchable Power
Vox Alpaca, Alpaca BESS | 50 | 2037-10-30 | Alpaca BESS | N | Battery
North Mains Battery Storage Park | 22 | 2026-10-26 | Lunanhead GSP | N | Battery
Daines Green Energy Centre | 400 | 2033-10-31 | Daines 400kV Substation | N | Transmission Connected Demand
Kennishead | 40 | 2031-10-31 | Haggs Road GSP | N | Battery
Pond Flexible Energy Park | 200 | 2031-06-30 | Pond Flexible Energy Park 132kV Substation | N | Battery
Horna BESS Limited, UK061-B Sandford | 99.8 | 2037-10-31 | UK061-B Sandford | N | Battery
Padero Solaer Limited, Pure Life Solar Farm | 10.8 | 2033-11-17 | Pure Life Solar Farm | N | Solar
Longcroft Energy Park | 86.4 | 2031-05-30 | Gala North 400/132kV Substation | N | Onshore Wind
Eclipse Power Networks Limited, Stonehill Battery Storage | 49.9 | 2028-10-31 | Stonehill Battery Storage | N | Battery
Zenobe Little Horsted BESS | 300 | 2037-10-31 | Sussex and Romney Connection Node A 400kV Substation | N | Battery
Sunny Oaks Renewable Energy Park Ltd, Briddlesford Lodge | 18 | 2027-05-01 | Briddlesford Lodge | N | Solar
Natpower Thimbleby Green Energy Park | 1000 | 2035-10-30 | North Humber Connection Node E 400kV Substation | N | Battery
Sofia Offshore Wind Farm | 1200 | 2026-01-30 | Dogger Bank 220kV Offshores | N | Offshore Wind
Kintore Electrolysis | 1000 | 2035-12-31 | Kintore GSP | N | Transmission Connected Demand
South Clyde Energy Centre | 45 | 2025-08-29 | Braehead Park 132/33kV | N | Unaligned
Alyth BESS Station | 500 | 2033-10-31 | Alyth 400kV Substation | N | Battery
Enray Power LTD, Woodtown Farm | 99.4 | 2037-10-31 | Woodtown Farm | N | Battery
Alcemi Score Battery Energy Storage Facility | 500 | 2031-03-31 | Alcemi Score Battery 400kV Substation | N | Battery
West Burton B | 1350 | 2034-10-30 | West Burton 400kV Substation | N | Unabated Gas
Noventum Yaxley | 150 | 2034-10-31 | North Anglia Connection Node E 400kV Substation | N | Battery
STRATHRUDDIE ENERGY CENTRE LIMITED, STRATHRUDDIE SOLAR FARM | 22 | 2026-10-31 | STRATHRUDDIE SOLAR FARM | N | Solar
Garvary Wind Farm | 78 | 2033-04-01 | Garvary 132kV Substation | N | Onshore Wind
DNO Consulting Limited, Three Bridges | 15 | 2026-03-30 | Three Bridges | N | Solar
Dunoon Energy Storage | 52.7 | 2024-08-31 | Dunoon GSP | N | Battery
CONESBY SOLAR FARM LIMITED, Warren Lane Photovoltaic | 41.9 | 2026-06-30 | Warren Lane Photovoltaic | N | Battery
One Earth Solar Farm | 849.2 | 2029-10-31 | High Marnham 400kV Substation | N | Battery
Eden Devco UK LLP, Fourstones Hybrid (Solar & BESS) | 32 | 2036-10-31 | Fourstones Hybrid (Solar & BESS) | N | Solar
Acton Reynald | 101 | 2037-10-31 | Staffordshire Connection Node D 132kV Substation | N | Battery
Iolo Energy Limited, Pen Onn Farm | 53.8 | 2026-12-31 | Pen Onn Farm | N | Solar
Scatsta Greener Grid Park | 49.9 | 2032-10-29 | Scatsta 132kV Substation | N | Battery
Alyth | 450 | 2033-10-31 | Alyth Solar and Battery 400/132kV | N | Battery
Low Carbon Solar Park 11 Limited, Kingsey Solar Farm, Princes Risborough | 30 | 2025-12-30 | Kingsey Solar Farm, Princes Risborough | N | Solar
Erkeksi Power Station | 49.9 | 2031-10-31 | Moffat 132/33kV | N | Battery
Trina Solar UK Holdco Ltd, Frome Power | 35.1 | 2037-11-15 | Frome Power | N | Battery
Bilbo Farm | 25 | 2024-06-30 | Strichen GSP | N | Solar
Heathland Wind Farm | 84 | 2028-09-29 | Heathland 132/33kV Substation | N | Onshore Wind
Solomons Farm BESS | 240 | 2033-10-31 | North Kent Connection Node B 132kV Substation | N | Battery
Whiteminhill Renewable Energy Park | 43.2 | 2030-10-31 | Mark Hill 275/33kV | N | Onshore Wind
Bramford GEC (Ethos Green) | 114 | 2032-06-01 | Bramford 400kV Substation | N | Battery
Claverhouse Gas Generation | 20.7 | 2026-04-30 | Milton of Craigie GSP | N | Unabated Gas
Grenergy Renewables UK Limited, Institute Street | 20 | 2035-10-30 | Institute Street | N | Battery
Ewerby | 500 | 2033-10-30 | Navenby 400kV Substation | N | Battery
Project Dragon SPV Limited, Rhymney Ind Park, Land at Cwm Carno Farm, Rhymney | 5 | 2037-10-31 | Rhymney Ind Park, Land at Cwm Carno Farm, Rhymney | N | Solar
Llanwern 3 | 95 | 2037-10-30 | South Wales East Connection Node A 275kV Substation | N | Solar
STAFFORDSHIRE SOLAR 1 LIMITED, Middleroad Farm Solar Park | 40.6 | 2027-06-12 | Middleroad Farm Solar Park | N | Battery
Echoing Hills Solar Ltd, Echoing Hills Solar | 49.9 | 2035-10-30 | Echoing Hills Solar | N | Solar
O&G Solar (SPV11), Hanson Tenement | 21 | 2037-10-30 | Hanson Tenement | N | Solar
MeyGen Tidal | 398 | 2029-12-12 | Gills Bay GSP | N | Tidal
Aquind Interconnector | 2075 | 2030-12-31 | Lovedean 400kV Substation | N | Interconnector
KNOCKNAIR ENERGY PARK LIMITED, KNOCKNAIR ENERGY PARK (ARDGOWAN ESTATE) | 20 | 2031-10-31 | KNOCKNAIR ENERGY PARK (ARDGOWAN ESTATE) | N | Battery
Ylem BESS (South) Ltd, Owls Hatch Road, Herne Bay | 50 | 2036-10-31 | Owls Hatch Road, Herne Bay | N | Battery
DENFIELD 20MW BESS | 21 | 2032-10-31 | Arbroath GSP | N | Battery
BROCKWELL ENERGY LIMITED, WESTFIELD SOLAR | 29.9 | 2025-12-01 | WESTFIELD SOLAR | N | Solar
BSR Applications Limited, Harperley Lane Solar & BESS | 43 | 2035-10-30 | Harperley Lane Solar & BESS | N | Battery
STIRCHES SOLAR FARM LIMITED, STIRCHES SOLAR PV | 30 | 2027-10-18 | STIRCHES SOLAR PV | N | Battery
Hinkley Point C | 1670 | 2029-03-31 | Hinkley Point 400kV Substation | N | Nuclear
JBM Solar Projects 40 Limited, Waterleys Battery 30MW Import Top Up | 30 | 2034-10-31 | Waterleys Battery 30MW Import Top Up | N | Battery
Halfway Energy Park | 501.6 | 2035-10-31 | New East Coast 400kV Substation | N | Solar
CE Hedley Hope One Ltd, High Hedley Hope 25.2MW Wind Farm | 25.2 | 2033-10-31 | High Hedley Hope 25.2MW Wind Farm | N | Onshore Wind
Mount Pleasant Solar Farm Limited (Note change of registered companies name - formerly BPUWL 17 Limited), Mount Pleasant Solar Energy Hub) | 35 | 2037-06-22 | Mount Pleasant Solar Energy Hub | N | Solar
Beddington 2 BESS | 282.7 | 2037-10-31 | Beddington 132kV Substation | N | Battery
Simon Howie Butchers Ltd, Findony Farm, Muckhart Road, Dunning, Perthshire, PH2 0RA | 0.2 | 2025-10-31 | Findony Farm, Muckhart Road, Dunning, Perthshire, PH2 0RA | N | Battery
Didcot BESS 2 | 99.9 | 2037-10-31 | Didcot GSP | N | Battery
BL SOLAR 9 (MANOR FARM) LIMITED, MANOR FARM PV | 17.5 | 2025-03-21 | MANOR FARM PV | N | Solar
Drakelow Green Energy Centre | 889.7 | 2029-10-30 | Drakelow 400kV Substation | N | Battery
Pelham GEC (Ethos Green) | 300 | 2035-05-31 | Pelham 400kV Substation | N | Reactive Compensation
Inch Cape Offshore Wind Farm Platform 1 | 540 | 2026-02-21 | Cockenzie 400/275kV | N | Offshore Wind
Common Farm Solar Park Limited, Common Solar Farm | 49.9 | 2026-06-30 | Common Solar Farm | N | Solar
Elgin Energy EsCo Limited, Manor farm | 30 | 2031-10-31 | Manor farm | N | Solar
Colbrans Solar ESS Limited, Colbrans Farm, Cow Lane, LEWES | 31.4 | 2030-12-31 | Colbrans Farm, Cow Lane, LEWES | N | Battery
Heysham Green Energy Centre | 773.2 | 2033-10-31 | Middleton 400KV Substation | N | Battery
Sky UK Development Limited, Newlands BESS | 49.9 | 2038-06-23 | Newlands BESS | N | Battery
West Burton Data Centre | 500 | 2039-10-30 | West Burton 400kV Substation | N | Transmission Connected Demand
Scaw Law Wind Farm | 60 | 2036-10-31 | Scaw Law 132kV substation | N | Battery
Staveley Solar Farm Limited, Land on the West side of, Glaston Road, Wing | 40 | 2024-06-30 | Land on the West side of, Glaston Road, Wing | N | Solar
Chapelcross Solar PV and Storage | 153.6 | 2027-10-29 | Chapelcross 132/33kV | N | Solar
Fleet (Tertiary) | 54.2 | 2026-10-31 | Fleet 400kV Substation | N | Battery
Cragside Energy Limited, Farnham 99.9MW BESS | 99.9 | 2037-10-31 | Farnham 99.9MW BESS | N | Battery
GRUPOTEC SOLAR UK 1 LTD, Limebury Solar Farm | 6.3 | 2025-08-31 | Limebury Solar Farm | N | Solar
JBM Solar 13 - Melksham | 55 | 2026-07-17 | Melksham 400kV Substation | N | Solar
Craigo Glenskinno | 52 | 2033-10-31 | Bridge of Dun 2 132/33kV Grid Supply Point Substation | N | Onshore Wind
RES Development Company 18 Limited, Northwest of Childs Farm, Buntingford Cottered | 50.4 | 2032-10-31 | Northwest of Childs Farm, Buntingford Cottered | N | Solar
West Botley High Impact Green Energy Hub | 500 | 2037-10-31 | Botley West 400kV Substation | N | Battery
Worset PV & BESS Park | 48 | 2024-06-07 | Hartmoor 275kV Substation | N | Solar
Dabih Solar Ltd, UK021-S Preston Hill | 49.9 | 2027-02-02 | UK021-S Preston Hill | N | Solar
Boyndie Solar | 69.9 | 2029-09-30 | Macduff GSP | N | Solar
RWE RENEWABLES UK SOLAR AND STORAGE LIMITED, Legacy Farm Solar and Battery | 99.9 | 2037-11-30 | Legacy Farm Solar and Battery | N | Solar
Bro Tathan Development | 80 | 2027-10-29 | Aberthaw 132kV Substation | N | Transmission Connected Demand
Grenergy Renewables UK Limited, Station Road BESS | 50 | 2035-10-30 | Station Road BESS | N | Battery
Langage Battery Storage | 249 | 2031-10-30 | Langage 400kV Substation | N | Battery
Cloud Hill Windfarm | 60 | 2030-05-31 | Glenglass 132/33kV | N | Battery
Regener8 Power Ltd, Sedgeford Hall Estate, Fring Road, Kings Lynn | 22.5 | 2030-10-31 | Sedgeford Hall Estate, Fring Road, Kings Lynn | N | Solar
Fairgreen Energy Storage | 180.6 | 2034-10-31 | Rayleigh Main GSP | N | Battery
Fowl Farm Energy Centre Ltd, Fowl Farm Solar | 20 | 2037-10-30 | Fowl Farm Solar | N | Solar
Sky UK Development Limited, Village Farm Solar | 30 | 2039-10-30 | Village Farm Solar | N | Solar
Green Farm Solar Limited, Longmoor Solar | 70 | 2025-11-01 | Longmoor Solar | N | Solar
Elgin Energy ES CO Ltd, Foxholes Farm, KETTERING Titchmarsh | 40 | 2028-10-31 | Foxholes Farm, KETTERING Titchmarsh | N | Solar
Enderby Tertiary | 57 | 2027-08-01 | Enderby 400kV Substation | N | Solar
DRAGONS LANE BATTERY STORAGE LIMITED, DRAGONS LANE BATTERY STORAGE LIMITED | 12 | 2025-10-20 | DRAGONS LANE BATTERY STORAGE LIMITED | N | Battery
Thainstone Energy Park | 40 | 2023-07-31 | Kintore GSP | N | Unaligned
WIGGINS HILL BESS LTD, Wiggins Hill BESS | 50 | 2037-10-30 | Wiggins Hill BESS | N | Battery
Thorpe Marsh Green Energy Centre | 400 | 2039-10-30 | Thorpe Marsh 400kV Substation | N | Transmission Connected Demand
CB Battery Limited, Battery Storage - 57 MW (CB Battery Limited) | 71.2 | 2028-06-30 | Battery Storage - 57 MW (CB Battery Limited) | N | Battery
Allt an Tuir Renewable Energy Park | 12.6 | 2031-06-30 | Shin GSP | N | Battery
Simon Howie Butchers Ltd, Findony Farm, Muckhart Road, Dunning, Perthshire, PH2 0RA | 2.3 | 2025-10-31 | Findony Farm, Muckhart Road, Dunning, Perthshire, PH2 0RA | N | Onshore Wind
Cleve Hill Solar Park | 150 | 2030-12-31 | Cleve Hill 400kV Substation | N | Battery
Old Flatts Farm | 750 | 2029-10-30 | Brinsworth 400kV Substation | N | Solar
JBM Solar Projects 6 Limited, A019 Cotmoor Halloughton | 49.9 | 2035-10-31 | A019 Cotmoor Halloughton | N | Battery
Oaklands Farm Solar PV | 55 | 2027-06-30 | Drakelow 132kV Substation | N | Battery
Pennant Walters (Holdings) Ltd, Mynydd y Glyn Wind Farm | 27 | 2028-04-30 | Mynydd y Glyn Wind Farm | N | Onshore Wind
Spalding High Impact Energy Hub | 500 | 2034-10-31 | West Anglia Connection Node G 400kV Substation | N | Battery
ADVANCE GRID SOLUTIONS LIMITED, LANGLANDS GATE BESS PHASE 2 | 14 | 2033-10-31 | LANGLANDS GATE BESS PHASE 2 | N | Battery
Brockwell Storage & Solar Limited, Land at Redcoats Farm, off Sperberry Hill, Hitchin | 26 | 2028-04-28 | Land at Redcoats Farm, off Sperberry Hill, Hitchin | N | Solar
Midlands Estate Energy Park | 541.8 | 2033-10-31 | West Burton 400kV Substation | N | Solar
Solarig Development UK Ltd, Cowley BESS | 118.8 | 2038-11-01 | Cowley BESS | N | Battery
JBM Solar Projects 3 Limited, Doverdale Solar, Doverdale, Wychavon, WR9 0PZ | 20 | 2037-10-30 | Doverdale Solar, Doverdale, Wychavon, WR9 0PZ | N | Battery
Ham Farm Solar Limited, Ham Farm Solar Limited | 14.6 | 2036-12-06 | Ham Farm Solar Limited | N | Solar
Hope Battery Storage | 402 | 2036-10-31 | Blyth 400kV Substation | N | Battery
DUNFERMLINE SOLAR LIMITED, DUNFERMLINE SOLAR | 28.56 | 2023-12-31 | DUNFERMLINE SOLAR | N | Solar
Kinoulton Solar & BESS | 500 | 2034-10-30 | Stoke Bardolph 400kV Substation | N | Battery
GM Bradley Solar and BESS Limited, Bradley Renewables PGF | 65 | 2035-10-30 | Bradley Renewables PGF | N | Solar
Thanet Earth Limited, Plots 9 10 11 Thanet Earth, Kent | 60 | 2037-10-31 | Plots 9 10 11 Thanet Earth, Kent | N | Unabated Gas
High Netherfauld Farm BESS | 505 | 2037-10-31 | Redshaw 400kV | N | Battery
Slickly Wind Farm | 52.8 | 2029-12-12 | Slickly Wind Farm 132kV Substation | N | Onshore Wind
Amersham BESS & Substation | 250.1 | 2038-10-31 | Amersham Main 400kV Substation | N | Battery
NorthConnect | 750 | 2031-03-31 | Peterhead 400kV Substation | N | Interconnector
Menear Hybrid Limited, Menear Farm | 5 | 2027-07-30 | Menear Farm | N | Battery
Craig Watch Wind Farm | 72.6 | 2031-05-15 | Craig Watch Substation | N | Onshore Wind
Henry Energy Limited, Walpole Bank Walpole sub Station, WISBECH Walpole St. Andrew | 99.9 | 2034-10-31 | Walpole Bank Walpole sub Station, WISBECH Walpole St. Andrew | N | Battery
Zenobe Kilmarnock South | 388.5 | 2025-08-29 | Kilmarnock South 400kV Substation | N | Battery
Mynydd Y Gwynt | 105.6 | 2037-10-30 | MID WALES CONNECTION NODE A 400KV SUBSTATION | N | Onshore Wind
Knockodhar Wind Farm | 120 | 2030-04-24 | Knockodhar Wind Farm 132kV Substation | N | Onshore Wind
Neilston 400kV Greener Grid Park | 600 | 2027-05-17 | Neilston 400kV Substation | N | Battery
RWE Renewables UK Solar and Storage Limited, Land at Larford Lane PV farm | 49.9 | 2033-06-30 | Land at Larford Lane PV farm | N | Solar
STAFFORDSHIRE SOLAR 1 LIMITED, Middleroad Farm Solar Park | 40.6 | 2027-06-12 | Middleroad Farm Solar Park | N | Solar
Blanket’s Farm | 200 | 2038-10-31 | Warley 275kV Substation | N | Battery
Wymondley GEC (Ethos Green) | 114 | 2032-10-30 | Wymondley 400kV Substation | N | LDES
Philipsons Solar Farm, Tithe Barn PV Plant | 21 | 2036-10-30 | Tithe Barn PV Plant | N | Solar
Thorpe Marsh 1 (Tertiary) | 65.6 | 2028-10-30 | Thorpe Marsh 400kV Substation | N | Battery
RWE Renewables UK Solar and Storage Limited, Bishton Solar & Battery | 99.9 | 2029-10-11 | Bishton Solar & Battery | N | Solar
Eclipse Power Networks Limited, Church Road Link House Farm, CHELMSFORD West Hanningfield CM2 8UN | 49.9 | 2026-03-30 | Church Road Link House Farm, CHELMSFORD West Hanningfield CM2 8UN | N | Solar
Knockkippen Energy Park | 53.4 | 2028-08-30 | Ayr GSP | N | Onshore Wind
Padero Solaer Limited, Cross Rein Link East Cowton Solar Farm | 28.9 | 2039-07-30 | Cross Rein Link East Cowton Solar Farm | N | Solar
Carr House Farm Energy Centre Limited, Carr House Hybrid SPV and BESS | 40.5 | 2033-08-30 | Carr House Hybrid SPV and BESS | N | Solar
FPC Electric Land Limited, Land at Wood Farm Land at Wood Farm, Norwich, Dunston | 126.25 | 2031-10-31 | Land at Wood Farm Land at Wood Farm, Norwich, Dunston | N | Battery
IBE MOUNT FARM LIMITED, The Broyle, LEWES | 49.9 | 2037-10-31 | The Broyle, LEWES | N | Solar
NatPower-Medway Energy Park | 1000 | 2034-10-31 | North Kent Connection Node A 400kV Substation | N | Battery
Renewable Energy Systems, Boxted Hall, Bury St Edmunds | 22 | 2032-10-31 | Boxted Hall, Bury St Edmunds | N | Solar
Derril Water Solar Limited, Derril Water Solar | 30.4 | 2025-08-30 | Derril Water Solar | N | Solar
Skyfall Energy Ltd, Bank Farm, Aldington aka Stonestreet Green | 99.9 | 2028-12-31 | Bank Farm, Aldington aka Stonestreet Green | N | Battery
Elmya Braybrooke BESS | 252 | 2031-10-31 | Braybrooke 400kV Substation | N | Battery
Parabel Mendip Limited, Ashlawn Solar 2 | 12 | 2037-10-31 | Ashlawn Solar 2 | N | Solar
PATHFINDER CLEAN ENERGY (PACE) UKDEV LTD, Welton Hill | 52.1 | 2026-07-01 | Welton Hill | N | Battery
Micklefield DC | 300 | 2039-10-30 | Micklefield | N | Transmission Connected Demand
Templeton BESS | 19.9 | 2031-10-31 | Lyndhurst 132/33kV | N | Battery
Mid Hill | 53.2 | 2034-10-30 | Mid Hill 132kV Substation | N | LDES
Woodheads Energy Park | 110.8 | 2033-04-30 | Gala North 400/132kV Substation | N | Solar
Bradford West 100MW | 100 | 2029-10-31 | Bradford West 275kV Substation | N | Battery
Iron Acton | 80.5 | 2026-09-30 | 132kV bay at Iron Acton Substation | N | Battery
Rochester Renewable Project | 52.8 | 2030-04-30 | Kingsnorth 132kV Substation | N | Onshore Wind
Eggborough PV & BESS Sub | 249.9 | 2033-10-28 | Kellingley 400kV Substation | N | Solar
LEL TWITCH HILL LIMITED, Twitch Hill | 19 | 2025-12-23 | Twitch Hill | N | Solar
Spring Dev 10 Limited, Upton Solar Farm | 29.4 | 2026-08-18 | Upton Solar Farm | N | Solar
Low Carbon Solar Park 32 Limited, Dogdean Solar Farm | 10 | 2037-12-31 | Dogdean Solar Farm | N | Solar
Manquhill Wind Farm | 6 | 2036-10-31 | Manquhill Wind Farm 132/33kV Substation | N | Battery
NorthFleet Tertiary | 49.9 | 2028-06-30 | Northfleet East 400kV Substation | N | Solar
Eco Sustainable Solutions, Eco Parley | 8 | 2024-10-31 | Eco Parley | N | Other
Drover Lane Solar Farm Limited, Brackley Solar Farm | 20 | 2026-03-27 | Brackley Solar Farm | N | Solar
Oaklands Farm Solar PV | 165 | 2027-06-30 | Drakelow 132kV Substation | N | Solar
BISHOP AUKLAND ENERGY PARK LIMITED, Addison Road Hybrid Solar PV &BESS | 27.2 | 2031-09-30 | Addison Road Hybrid Solar PV &BESS | N | Solar
GR RENEWABLES 1 LIMITED, FIBDEN FARM ENERGY PARK | 40 | 2032-09-30 | FIBDEN FARM ENERGY PARK | N | Battery
Aura Power Solar UK Four Ltd, Whessoe PV | 40 | 2025-12-30 | Whessoe PV | N | Solar
Ourack Wind Farm | 61.5 | 2030-10-31 | Ourack Wind Farm 132/33 kV Substation | N | Battery
Fleet Solar PV | 47.5 | 2028-08-07 | Fleet 400kV Substation | N | Solar
Rowancraig Wind Farm | 36 | 2030-05-31 | Glenglass 132/33kV | N | Onshore Wind
Perry Barr BESS | 249 | 2037-10-30 | Nechells East GSP | N | Battery
GALILEO 16 | 74.4 | 2032-10-29 | Gala North 400/132kV Substation | N | Onshore Wind
Torness BESS Station | 250 | 2031-10-31 | Branxton 400/132kV | N | Battery
EDEN CF SOLAR LTD, Cressing Farm, Braintree | 13.8 | 2026-03-30 | Cressing Farm, Braintree | N | Solar
O&G Solar (SPV 59) Limited, Land East of Newark Road | 20.5 | 2034-10-30 | Land East of Newark Road | N | Solar
Windburn Wind Farm | 35 | 2034-10-31 | Devonside 132kV Substation | N | Battery
Root Power South Limited, Ashby Road | 49.9 | 2037-10-31 | Ashby Road | N | Battery
Galileo 07 Limited | 43.9 | 2032-10-31 | Cassley GSP | N | Solar
Brae House Farm | 500 | 2032-07-31 | Dounreay | N | Battery
Industrial Chemicals Group Limited, Hut Green | 4.8 | 2027-03-30 | Hut Green | N | Battery
Hagshaw LDES | 500 | 2036-10-31 | Redshaw 132kV Substation. | N | LDES
Alverdiscott | 1800 | 2030-08-30 | Alverdiscott 400kV Substation | N | Interconnector
EcoDev Group, (ANM - N/A) Crown Hills, Clapham, Bedford | 4 | 2031-10-31 | (ANM - N/A) Crown Hills, Clapham, Bedford | N | Solar
craig@energygain.co.uk, Don and low | 5.8 | 2026-10-31 | Don and low | N | Solar
Millennium East | 49.9 | 2035-10-31 | Fort Augustus GSP/New Fort Augustus GSP | N | Onshore Wind
Warley Battery Energy Storage | 200 | 2029-10-31 | Warley 275kV Substation | N | Battery
Bicker Drove | 412.7 | 2034-05-30 | Navenby 400kV Substation | N | Battery
Melksham | 500 | 2030-07-31 | Melksham 400kV Substation | N | Battery
Dogger Bank South East | 405 | 2030-10-30 | Birkhill Wood 400kV Substation | N | Offshore Wind
Maltby Power Ltd, Maltby BESS | 30 | 2034-10-31 | Maltby BESS | N | Battery
Caerphilly County Borough Council, Cwm Ifor Solar Farm | 15 | 2026-12-31 | Cwm Ifor Solar Farm | N | Solar
Cellarhead Green Energy Centre | 570 | 2028-10-30 | Cellarhead 400kV Substation | N | Battery
Cornwall Energy Park | 400.1 | 2036-12-06 | Tideford 400kV Substation | N | Battery
Three Oaks Renewable Energy Park Ltd, Thorneholme Energy Park, SLC15 - Generation, Manor Farm, Driffield, YO25 4NN | 39 | 2033-05-31 | Thorneholme Energy Park, SLC15 - Generation, Manor Farm, Driffield, YO25 4NN | N | Solar
WELBAR ENERGY STORAGE | 438 | 2032-10-31 | Hams Hall 400kV Substation | N | Battery
Medway | 300 | 2028-10-29 | Kingsnorth 400kV Substation | N | Transmission Connected Demand
Infinis Solar Limited, Frickley Lane PV | 25 | 2035-10-26 | Frickley Lane PV | N | Solar
Furud Solar Ltd, UK004-S Kemble | 49.9 | 2025-10-22 | UK004-S Kemble | N | Solar
North Kyle New Cumnock | 100.8 | 2028-04-03 | New Cumnock 275/132kV Substation | N | Battery
Borders Wind Farm | 408 | 2033-05-30 | Borders Windfarm 132kV | N | Onshore Wind
Craigdow Hill Wind Farm | 38.4 | 2032-10-31 | Maybole GSP | N | Onshore Wind
Denton Estate Solar PV and BESS | 129.9 | 2034-10-30 | Navenby 400kV Substation | N | Battery
Cannon Power Solutions Limited, Hoath Road, CANTERBURY | 70 | 2036-06-01 | Hoath Road, CANTERBURY | N | Solar
Hatton Solar Farm Limited, Stourton Estate | 49.9 | 2025-11-13 | Stourton Estate | N | Solar
Lochluichart Battery Storage | 55 | 2025-10-31 | Grudie Bridge GSP | N | Battery
Daisy Hill Renewable Energy Limited, Daisy Hill Farm | 35 | 2035-10-30 | Daisy Hill Farm | N | Solar
Mid Hill | 93.6 | 2034-10-30 | Mid Hill 132kV Substation | N | Onshore Wind
NR Wymondley | 0.1 | 2024-05-21 | Wymondley (Network Rail) GSP | N | Transmission Connected Demand
Cottam PV & BESS | 500 | 2033-10-31 | Cottam 400kV Substation | N | Solar
Enderby BESS | 249.9 | 2033-11-30 | Earl Shilton 400kV Substation | N | Battery
Grimsby BESS | 500 | 2035-04-30 | Grimsby West 400kV Substation | N | Battery
Severn Road Avonmouth | 84 | 2038-10-31 | Seabank GSP | N | Battery
OnPath Energy Limited, Haverigg Wind Farm | 30 | 2039-10-30 | Haverigg Wind Farm | N | Onshore Wind
Spring Dev 11 Limited, Creech Solar Farm | 19.4 | 2036-12-06 | Creech Solar Farm | N | Solar
RECTORY FARM ENERGY STORAGE LTD, Rectory Farm | 29.7 | 2025-12-18 | Rectory Farm | N | Battery
Starlight Energy UK Limited, Kidsley | 40 | 2037-10-30 | Kidsley | N | Battery
Stromar Offshore Windfarm | 1000 | 2033-10-31 | New Deer 2 400kV Substation | N | Offshore Wind
Housham PV & BESS | 245.1 | 2033-05-30 | Navenby 400kV Substation | N | Solar
CREYKE BECK | 575 | 2033-05-31 | Creyke Beck 400kV Substation | N | Solar
Ridge Clean Energy Ltd, Thornholme Wind | 25.2 | 2039-10-30 | Thornholme Wind | N | Onshore Wind
Northacre Renewable Energy, Northacre Renewable Energy | 26.5 | 2026-10-23 | Northacre Renewable Energy | N | Other
Loch na Cathrach Pumped Storage Hydro | 555 | 2029-04-30 | Red John 275kV Switching Station | N | LDES
Exagen Development Limited, Old Wood Solar Farm | 40 | 2028-10-30 | Old Wood Solar Farm | N | Solar
North Ray Solar Farm 2 | 180 | 2035-10-30 | Grimsby West GSP | N | Solar
Factory Road | 300 | 2039-10-30 | Borders Connection Node A 400kV Substation | N | Transmission Connected Demand
Astwood Solar Farm GEC | 250 | 2034-10-31 | West Anglia Connection Node G 400kV Substation | N | Reactive Compensation
EEB43 Limited, Aston Flamville Farm Solar PV | 20 | 2026-06-01 | Aston Flamville Farm Solar PV | N | Solar
Navenby GEC (Ethos Green) | 250 | 2033-10-30 | Navenby 400kV Substation | N | Reactive Compensation
Hockliffe GEC (Ethos Green) | 114 | 2032-10-29 | Dunstable 400kV Substation | N | LDES
WES NO 4 Limited, West Boldon (Triangular Field) BESS | 60 | 2028-06-30 | West Boldon (Triangular Field) BESS | N | Battery
BOOM Power Llanbabo Generation | 300 | 2032-10-31 | Wylfa 400kV Substation | N | Battery
Tarland Battery Storage System | 20 | 2026-10-31 | Tarland GSP | N | Battery
Lacey's Farm BESS | 1089 | 2034-10-31 | South Anglia Connection Node C 400kV Substation | N | Battery
Teindland Wind Farm | 112.2 | 2027-10-31 | Blackhillock substation | N | Onshore Wind
Low Carbon UK Solar Investments Company, Bromley Road, Ardleigh | 35 | 2031-10-31 | Bromley Road, Ardleigh | N | Solar
SPITTAL | 49.9 | 2030-10-30 | Mybster 132/33kV Substation | N | Battery
Norgen Development Ltd, Hardwick Farm, St. Andrews Road, KING'S LYNN Hardwick Industrial Estate | 24.8 | 2030-10-31 | Hardwick Farm, St. Andrews Road, KING'S LYNN Hardwick Industrial Estate | N | Solar
Pentland Road | 18 | 2027-03-31 | Stornoway 132/33kV Substation | N | Onshore Wind
EEB35 Limited, Escot Estate | 35 | 2026-01-21 | Escot Estate | N | Solar
Iver 1 Ark Estates | 435 | 2029-11-02 | Uxbridge Moor (Iver B 132kV) | N | Transmission Connected Demand
Stack Hill Solar and Storage | 385 | 2034-10-30 | Trent Valley South Connection Node B 400kV Substation. | N | Battery
Welsh Government, Carreg Wen Wind Farm and BESS | 66.7 | 2036-12-06 | Carreg Wen Wind Farm and BESS | N | Onshore Wind
Beddington 1 BESS | 282.7 | 2037-10-31 | London South Connection Node A 132kV Substation | N | Battery
Edge Power Ltd, Kentish Farm, Braintree Stisted | 6.7 | 2026-03-30 | Kentish Farm, Braintree Stisted | N | Battery
Locogen Consulting Ltd, Land at Trimley, Suffolk | 15 | 2034-10-31 | Land at Trimley, Suffolk | N | Solar
Conrad (Basingstoke) Limited, FIELD SITE, BASING ROAD (Basingstoke) | 20 | 2024-04-30 | FIELD SITE, BASING ROAD (Basingstoke) | N | Battery
EcoMossmorran | 249 | 2031-10-31 | Mossmorran Storage BESS 132KV Substation | N | Solar
Balance Energy 12 Ltd, Sandy Brow Lane | 82.8 | 2024-01-10 | Sandy Brow Lane | N | Battery
Creyke Beck Solar Limited, Solar PV – 57 MW (Creyke Beck Solar Limited) | 73.5 | 2028-06-30 | Solar PV – 57 MW (Creyke Beck Solar Limited) | N | Solar
BOULTBEE BROOKS (ENERGY STORAGE ELLBRIDGE LANE) LIMITED, Ellbridge Lane | 80 | 2037-10-31 | Ellbridge Lane | N | Battery
Middleshaw BESS | 285.12 | 2037-10-30 | Hutton 400kV Substation | N | Battery
Moor House Solar Park Limited, Ketton 49.9MW Solar PV | 52 | 2031-10-31 | Ketton 49.9MW Solar PV | N | Solar
SPG Energy Park 1 Ltd, Sutton Road Manor Farm, SANDY Eyeworth SG19 2TP | 40 | 2034-10-31 | Sutton Road Manor Farm, SANDY Eyeworth SG19 2TP | N | Solar
Penketh Hall Farm | 249.9 | 2027-09-01 | Fiddlers Ferry 275kV Substation | N | Battery
Riverside Energy Park Limited, Riverside Resources Recovery Ltd, Norman Road, BELVEDERE, Kent | 10 | 2026-04-14 | Riverside Energy Park Limited, Riverside Resources Recovery Ltd, Norman Road, BELVEDERE, Kent | N | Battery
Jubilee Farm | 200 | 2034-08-30 | Jubilee Farm 275kV Substation | N | Battery
GRID POWR UK LTD, Houghmain Main | 20 | 2028-09-30 | Houghmain Main | N | Unabated Gas
Welsh Government, Nedd Tawe Wind Farm and BESS | 96 | 2036-12-06 | Nedd Tawe Wind Farm and BESS | N | Onshore Wind
Rayleigh 2 Tertiary | 59.9 | 2028-10-31 | Rayleigh Main 400kV Substation | N | Solar
Gateway Energy Centre Power Station | 514 | 2029-06-30 | Coryton South 400kV Substation | N | Battery
Balance Energy 11 Limited, Iron Acton 5 | 49.5 | 2036-12-06 | Iron Acton 5 | N | Battery
HOLLYHURST FARM LTD, Hollyhurst Farm | 26.3 | 2037-10-30 | Hollyhurst Farm | N | Solar
Roofsol Ltd, Nursling2 50MW BESS | 50 | 2037-10-31 | Nursling2 50MW BESS | N | Battery
Riverside Energy Park Limited, Riverside Resources Recovery Ltd, Norman Road, BELVEDERE, Kent | 81.76 | 2026-04-14 | Riverside Resources Recovery Ltd, Norman Road, BELVEDERE, Kent | N | Other
EEB59 LIMITED, The Hanwell Estate | 40 | 2026-10-30 | The Hanwell Estate | N | Solar
Brockwell Storage & Solar Limited, The Common Suggenhall Farm Energy, DISS Rickinghall | 6 | 2026-12-31 | The Common Suggenhall Farm Energy, DISS Rickinghall | N | Solar
Fenwick Solar Project | 237.5 | 2032-04-16 | Thorpe Marsh 400kV Substation | N | Solar
Peterhead Battery | 630.2 | 2033-10-31 | Peterhead GSP | N | Battery
Cornwell Solar Farm Limited, Haseley Solar Farm | 70 | 2024-10-31 | Haseley Solar Farm | N | Solar
Power Generation (Midlands) Ltd, The Forge | 5.5 | 2026-03-30 | The Forge | N | Low Carbon Dispatchable Power
HAUNTON FARMERS SOLAR LIMITED, Haunton Manor Farm Solar Project | 70 | 2033-06-30 | Haunton Manor Farm Solar Project | N | Solar
Anesco Limited, Overton Grange Hybrid | 39.6 | 2035-10-31 | Overton Grange Hybrid | N | Solar
BNP Paribas Depositary Services (Jersey) Limited as Trustees of the Patrizia Hanover Property Unit Trust, Westcott Venture Park, Aylesbury | 8 | 2026-04-30 | Westcott Venture Park, Aylesbury | N | Solar
Noventum Power, 2022- 006 Sowerby North | 12.5 | 2037-10-30 | 2022- 006 Sowerby North | N | Solar
Aura Power Solar UK Ltd, Land North Side of Bedford Road, Bedford Marston Moretaine MK43 0LE | 49.9 | 2034-10-31 | Land North Side of Bedford Road, Bedford Marston Moretaine MK43 0LE | N | Solar
Norton PV and BESS | 40.9 | 2027-09-16 | Norton 275kV Substation | N | Battery
HOON HAY SOLAR LIMITED, Hoon Hay Farm | 5.1 | 2026-02-07 | Hoon Hay Farm | N | Solar
Bellrock Offshore Wind Farm | 1200 | 2032-10-31 | Hurlie 400kV substation | N | Offshore Wind
KS SPV 00 Limited, Brassington Solar Farm | 12 | 2037-10-30 | Brassington Solar Farm | N | Solar
M74 West Wind Farm | 82 | 2029-10-31 | M74 West Wind Farm 132kV | N | Solar
FPC Electric Land Ltd, Land at Wood Farm Norwich | 87.5 | 2034-10-31 | Land at Wood Farm Norwich | N | Battery
Ninfield Greener Grid Park | 400.1 | 2037-10-31 | Ninfield 400kV Substation | N | Battery
AGS Harestonhill BESS | 500 | 2030-10-31 | AGS Harestonhill BESS 400kV Substation | N | Battery
PVDP Woodbridge | 610 | 2034-10-31 | South Anglia Connection Node E 400kV Substation | N | Solar
CRT Keadby 2 | 277.5 | 2039-10-30 | Keadby GSP | N | Battery
WSE Horton Wood Limited, Horton Wood, Off School Ln | 49.9 | 2026-06-30 | Horton Wood, Off School Ln | N | Solar
Jamesfield Farm | 60 | 2033-10-31 | ABERNETHY 2 GSP | N | Solar
Tween Bridge Solar Park | 315.6 | 2035-10-30 | Trent Valley North Connection Node B 400kV Substation | N | Battery
Gwynt Alwen WF | 51.4 | 2032-10-31 | North Wales connection Node A 400kV Substation | N | Battery
Warley | 57 | 2027-08-31 | Warley 275kV Substation | N | Battery
Scotton | 285.1 | 2039-10-30 | Knaresborough 275kV Substation | N | Battery
Green Farm Energy Centre Ltd, Green Farm | 5 | 2037-10-30 | Green Farm | N | Solar
BF33E BHF Solar Limited, Burnt House 40MW Solar PV | 42.2 | 2027-10-30 | Burnt House 40MW Solar PV | N | Solar
Bilbo Farm | 67.1 | 2033-10-31 | Strichen GSP | N | Solar
Londonwide Properties Marfleet Limited, Great Field Lane | 72.2 | 2031-12-31 | Great Field Lane | N | Battery
Mickleham Energy Storage | 298 | 2031-10-22 | Rowdown 400kV Substation | N | Battery
Melksham (Tertiary) | 18.3 | 2026-06-26 | Melksham 400kV Substation | N | Solar
Car Duibh Wind Farm | 99 | 2034-10-31 | Car Duibh 275kV Substation | N | Onshore Wind
Benthead Solar | 73.9 | 2025-04-03 | Kilwinning GSP | N | Solar
EZX521, Solar Farm No 2 Limited, Strichen Solar Farm | 5 | 2027-10-31 | Strichen Solar Farm | N | Solar
Company Limitedlow Carbon Uk Solar Inves, Kestrel Solar Farm, ROYSTON, Hertfordshire | 20 | 2028-12-31 | Kestrel Solar Farm, ROYSTON, Hertfordshire | N | Solar
EL (HAVANT) LIMITED, HERMITAGE PARK, HARTS FARM WAY, HAVANT, HAMPSHIRE, PO9 1JN | 20 | 2026-10-31 | HERMITAGE PARK, HARTS FARM WAY, HAVANT, HAMPSHIRE, PO9 1JN | N | Unabated Gas
YAMAL BESS | 49.9 | 2033-10-31 | Macduff GSP | N | Battery
North Wood Hills Solar, North Wood Hill | 15 | 2026-01-31 | North Wood Hill | N | Solar
GALILEO 12 LIMITED | 20 | 2033-10-31 | Fetteresso 132kV substation | N | Solar
Outh Muir Energy Park | 15.7 | 2028-04-12 | Dunfermline 132/33kV | N | Battery
NS Solar 04 Limited, AVON TYRRELL SOLAR FARM | 40 | 2036-12-06 | AVON TYRRELL SOLAR FARM | N | Solar
Sealtainn Offshore Wind Farm | 504 | 2033-10-31 | Sealtainn 275kV Offshore | N | Offshore Wind
Vanguard East | 960 | 2028-12-30 | Vanguard East 275/66kV Offshore Substation | N | Offshore Wind
Alcemi Coalburn Battery Energy Storage Facility | 636.6 | 2025-10-31 | Whitburn 400kV substation | N | Battery
Saltholme BESS | 285.1 | 2035-10-26 | Saltholme 275kV Substation | N | Battery
Jamesfield 3 | 124.2 | 2037-10-31 | New Abernethy 132kV | N | Battery
PARLEY COURT RENEWABLE ENERGY LIMITED, Parley Court Farm, | 40 | 2036-12-06 | Parley Court Farm, | N | Solar
Sunny Oaks Renewable Energy Park Ltd, Briddlesford Lodge | 28.5 | 2027-05-01 | Briddlesford Lodge | N | Battery
Land at Leitholm | 49.9 | 2031-07-31 | Eccles 400/132kV | N | Battery
GF GRENDON ENERGY LTD, Grendon BESS Farm | 101.9 | 2034-10-31 | Grendon BESS Farm | N | Battery
BSR Applications Limited, High Bridge Farm Solar | 20 | 2039-10-31 | High Bridge Farm Solar | N | Solar
Totmonslow Solar Limited, Totmonslow Cottage | 17.5 | 2026-03-17 | Totmonslow Cottage | N | Solar
Morecambe Offshore Wind Farm | 480 | 2029-06-30 | Penwortham 400kV Substation | N | Offshore Wind
CENOS | 270 | 2035-10-31 | Peterhead 400kV Substation | N | Transmission Connected Demand
Newlands Hill Wind Energy Hub | 119 | 2030-04-03 | Newlands Hill 132/33kV | N | Battery
Torfichen Energy Park | 114 | 2030-10-31 | Torfichen Energy Park 132kV Substation | N | Onshore Wind
O&G SOLAR (SPV 56) LIMITED, Wild Fowl Farm BESS | 35 | 2025-10-31 | Wild Fowl Farm BESS | N | Battery
Macduff Battery Storage | 55 | 2026-05-29 | Macduff GSP | N | Battery
Creyke Beck Solar Limited, Solar PV – 57 MW (Creyke Beck Solar Limited) | 73.5 | 2028-06-30 | Solar PV – 57 MW (Creyke Beck Solar Limited) | N | Solar
KS SPV 77 LIMITED, Thorpe-in-the-Glebe Solar Farm | 30 | 2037-10-30 | Thorpe-in-the-Glebe Solar Farm | N | Solar
Rayleigh 2 Tertiary | 65.6 | 2028-10-31 | Rayleigh Main 400kV Substation | N | Battery
Chattis Hill Power Ltd, Long Lane BESS | 50 | 2037-12-30 | Long Lane BESS | N | Battery
GALILEO 12 LIMITED | 100 | 2033-10-31 | Fetteresso 132kV substation | N | Onshore Wind
Whitehill Battery Storage | 220 | 2027-06-30 | Easterhouse 275/33kV | N | Battery
Kirkby (Tertiary) | 60.8 | 2027-08-30 | Kirkby GSP (ENW) | N | Battery
Glenfiddich West | 180 | 2037-10-31 | Glenfiddich West 220 kV Substation | N | Battery
Boothby Road BESS (PI CS) | 49.9 | 2033-10-31 | Fraserburgh GSP | N | Battery
Rat Hall Mod App | 200 | 2032-10-31 | Burwell South 400kV Substation | N | Battery
MEDWAY ENERGY RECOVERY LIMITED, Kingsnorth Power Station, ROCHESTER | 49.9 | 2025-10-31 | Kingsnorth Power Station, ROCHESTER | N | Other
Blythe House Solar Farm Limited, Blythe House Farm | 33 | 2027-09-30 | Blythe House Farm | N | Battery
Greentech Project Holding UK Limited, Marches Road, Horsham Kingsfold | 49.9 | 2037-10-31 | Marches Road, Horsham Kingsfold | N | Solar
Elawan Energy Uk Ltd, Ivy House Farm, Cake Street, Woodbridge | 50 | 2034-10-31 | Ivy House Farm, Cake Street, Woodbridge | N | Battery
Dean Bottom Farm Solar Limited, Dean Bottom Farm, Fawkham Road, LONGFIELD | 49.9 | 2037-10-31 | Dean Bottom Farm, Fawkham Road, LONGFIELD | N | Solar
Essar Oil (UK) Limited trading as EET Fuels, Land at Oil Sites Road | 24.9 | 2037-10-30 | Land at Oil Sites Road | N | Low Carbon Dispatchable Power
Nursling Flexible Generation | 1500 | 2038-10-31 | Nursling 400kV Substation | N | Low Carbon Dispatchable Power
Renewable Connections Developments, Riverside Farm, Horningsea, Clayhithe Road, Cambridge | 50 | 2034-10-31 | Riverside Farm, Horningsea, Clayhithe Road, Cambridge | N | Battery
Padero Solaer Limited, Stanton by Dale Solar Farm | 23.2 | 2037-10-30 | Stanton by Dale Solar Farm | N | Solar
Downing Renewable Developments LLP, Harps Hall Road Meerdyke House, WISBECH Walton Highway | 49.9 | 2034-10-31 | Harps Hall Road Meerdyke House, WISBECH Walton Highway | N | Solar
Econergy International Limited, Berrington Solar Farm | 21.1 | 2026-11-02 | Berrington Solar Farm | N | Solar
Neshion Energy Park | 57.6 | 2035-10-31 | Gremista GSP | N | Onshore Wind
EEB32 Limited, East of Wood End PV | 40 | 2027-10-30 | East of Wood End PV | N | Solar
Mitedlow Carbon Uk Solar Investment Comp, Burwell (Enterline) Solar Farm, Swaffham Prior, Cambridge | 10 | 2034-10-31 | Burwell (Enterline) Solar Farm, Swaffham Prior, Cambridge | N | Solar
Crays Hall Solar Ltd, Crays Hall Farm, Basildon CM11 2UN | 33.1 | 2025-12-10 | Crays Hall Farm, Basildon CM11 2UN | N | Solar
Kirkton BESS | 40 | 2035-10-31 | Kintore GSP | N | Solar
Court Road Energy Limited, Court Road, Chelsfield | 65 | 2037-10-31 | Court Road, Chelsfield | N | Battery
Coryton | 850 | 2029-10-30 | Coryton South 400kV Substation | N | Unabated Gas
Hirwaun Power Station | 299 | 2023-09-30 | Rhigos 400kV Substation | N | Unabated Gas
Lairg II Wind Farm | 50 | 2026-10-31 | Lairg GSP | N | Onshore Wind
Perwinnes | 48 | 2027-01-15 | Dyce GSP | N | Battery
Norfolk Boreas | 420 | 2029-10-01 | Necton 400kV Substation | N | Offshore Wind
Redshaw Energy Park | 590 | 2031-10-30 | Linnmill 132/33kV | N | Battery
Enray Power LTD, Vicarage Farm | 49.9 | 2034-10-31 | Vicarage Farm | N | Battery
Taiyo Power & Storage Limited, TPS RE Yellow Solar (Solar 1) | 99.9 | 2034-10-31 | TPS RE Yellow Solar (Solar 1) | N | Solar
GEI Patrickston Limited, Patrickston Farm Solar and Battery | 15.9 | 2025-06-30 | Patrickston Farm Solar and Battery | N | Solar
Zenobe Norton | 167.4 | 2031-10-31 | Norton East 400kV Substation | N | Battery
Starlight Energy UK Limited, Denby | 40 | 2037-10-30 | Denby | N | Solar
Nether Pitforthie BESS | 49.9 | 2032-10-31 | Fiddes GSP | N | Battery
HARTWOOD WINDFARM LIMITED, HARTWOOD WINDFARM | 20.5 | 2026-03-31 | HARTWOOD WINDFARM | N | Onshore Wind
CONRAD ENERGY (DEVELOPMENTS) II LIMITED, Shareshill Energy Storage Plant | 70.4 | 2037-10-30 | Shareshill Energy Storage Plant | N | Battery
Noventum- Bridgwater | 380 | 2037-10-31 | Woolavington 400kV Substation | N | Battery
NEL Conway2 | 240 | 2035-10-31 | Ferrybridge B GSP | N | Battery
Exagen Development Limited, DRAYTON, ADJ MILLETTS FARM, KINGSTON ROAD | 49.9 | 2028-06-23 | DRAYTON, ADJ MILLETTS FARM, KINGSTON ROAD | N | Solar
Thurlaston Solar Limited, Thurlaston Solar | 40 | 2030-02-22 | Thurlaston Solar | N | Solar
Igp International Prospecting Ltd, Cawston Road, Cawston, Broadland | 50 | 2034-10-31 | Cawston Road, Cawston, Broadland | N | Battery
Thornton BESS | 206.3 | 2035-10-30 | Thornton 400kV Substation | N | Battery
Craigdarroch Hybrid Wind and BESS | 80 | 2037-06-30 | Craigdarroch Hybrid Wind & BESS Substation | N | Battery
Meridien Solar Farm | 350 | 2033-06-30 | Weston Marsh 400kV Substation | N | Battery
Chapel Rush Solar | 660 | 2035-10-30 | North Humber Connection Node A 400kV Substation | N | Battery
PARTRIDGE HILL SOLAR LIMITED, Bawtry Solar Farm | 40 | 2026-09-30 | Bawtry Solar Farm | N | Solar
RWE Renewables Uk Solar And Storage Limited, Sellindge Solar, Appledore Road, ASHFORD | 48.6 | 2036-12-06 | Sellindge Solar, Appledore Road, ASHFORD | N | Solar
Beaw Field Wind Farm | 102 | 2032-10-29 | Beaw Field 132/33kV Substation | N | Onshore Wind
Low Carbon Uk Solar Investment Comp, Epping Solar Farm, EPPING, Essex | 35 | 2034-10-31 | Epping Solar Farm, EPPING, Essex | N | Solar
Yarnton Energy Centre Limited, Knightsbridge Farm | 40 | 2027-10-30 | Knightsbridge Farm | N | Battery
Poppleton Solar Limited, New Farm Estate | 32.6 | 2035-10-31 | New Farm Estate | N | Solar
Kilmarnock BESS | 441.6 | 2026-10-31 | Kilmarnock South 400/275kV | N | Battery
Alerion UK Ltd, Gwytherin Wind Farm | 24 | 2037-10-30 | Gwytherin Wind Farm | N | Onshore Wind
Sutton Courtenay Datacentre | 99.9 | 2037-10-31 | Didcot 132kV Substation | N | Transmission Connected Demand
BF78 GH BESS Limited, GATESHEAD BESS, CROSS LANE | 105.6 | 2035-10-26 | GATESHEAD BESS, CROSS LANE | N | Battery
EEB41 Limited, Land at Ploddy House Farm | 40 | 2026-01-22 | Land at Ploddy House Farm | N | Solar
Renantis UK Ltd, Glyntaff Solar | 38.7 | 2027-08-31 | Glyntaff Solar | N | Solar
Harmony SK Ltd, Skeeby Ph2 39.3MW Solar PV & 33.9MW BESS | 49.1 | 2031-10-31 | Skeeby Ph2 39.3MW Solar PV & 33.9MW BESS | N | Solar
Mannington | 55 | 2028-04-28 | Mannington 400kV Substation | N | Solar
Coubar Solar Limited, Court Barton Solar | 17.6 | 2025-09-17 | Court Barton Solar | N | Solar
MKE DC | 500 | 2037-10-31 | East Claydon 400kV Substation | N | Transmission Connected Demand
CONRAD ENERGY (DEVELOPMENTS) II LIMITED, Land at Armshead Farm Ref Cellarhead BESS | 99 | 2037-10-30 | Land at Armshead Farm Ref Cellarhead BESS | N | Battery
Lower Tean Leys Solar Farm Limited, Lower Tean Leys | 20 | 2027-09-30 | Lower Tean Leys | N | Battery
Market Harborough GEC (Ethos Green) | 578.5 | 2032-10-31 | Market Harborough 400kV Substation | N | Solar
Tillbridge Solar | 522.7 | 2028-08-27 | Cottam 400kV Substation | N | Solar
Scarning | 159.6 | 2034-10-31 | North Anglia Connection Node C 400kV Substation | N | Solar
FRP MERCIA HOLDCO 3 LIMITED, Petre Street BESS | 40 | 2034-10-30 | Petre Street BESS | N | Battery
Bishops Dal Energy Park | 201.6 | 2030-10-29 | Eccles 132/33kV | N | Battery
FIRST RENEWABLE DEVELOPMENTS LTD, Kettering Energy Park | 35 | 2031-10-30 | Kettering Energy Park | N | Solar
Pembroke BESS | 441.6 | 2027-10-29 | Pembroke 400kV Substation | N | Battery
Gf Elstree Energy Ltd, Adj Watling Street, Borehamwood | 107.4 | 2037-10-31 | Adj Watling Street, Borehamwood | N | Battery
Paul's Hill II Wind Farm | 21 | 2029-06-30 | Glenfarclas GSP | N | Onshore Wind
O&G SOLAR (SPV 32) LIMITED, Highnam PV Plant | 36.6 | 2033-11-17 | Highnam PV Plant | N | Solar
Walpole 1 (Tertiary) | 57 | 2025-07-15 | Walpole 400kV Substation | N | Battery
Drakelow PV & BESS Station | 55 | 2037-10-30 | Drakelow 400kV Substation | N | Solar
EEB45 Limited, Stowmarket Road/Needham Road, Stowmarket | 40 | 2026-03-30 | Stowmarket Road/Needham Road, Stowmarket | N | Solar
Glasvaar | 36 | 2037-10-31 | Craig Murrail GSP | N | Onshore Wind
Beinneun 2 Windfarm | 144 | 2037-10-31 | Beinneun Windfarm 2 | N | Onshore Wind
Colmealie Wind - Solar - BESS Farm | 72 | 2037-10-31 | Fetteresso 132kV substation | N | Onshore Wind
EEB39, MaesMawr | 20 | 2026-10-31 | MaesMawr | N | Solar
One Planet Developments Limited, Bentley Estate, Eastbourne Road, LEWES | 50 | 2030-12-31 | Bentley Estate, Eastbourne Road, LEWES | N | Battery
Liric | 700 | 2032-10-31 | Hunterston East 400kV Substation | Y | Interconnector
Strath Oykel Wind Farm | 72.6 | 2032-10-31 | Shin GSP | N | Onshore Wind
Legacy Green Energy Centre | 570.1 | 2032-10-30 | Legacy 400kV Substation | N | Battery
Albanwise Synergy Limited, Dereham Road, Norwich Whitwell | 10 | 2030-10-31 | Dereham Road, Norwich Whitwell | N | Battery
UK057-B Whatton Estate | 70 | 2037-10-30 | Ratcliffe GSP | N | Battery
Mossy Hill Wind Farm | 48 | 2028-11-30 | Mossy Hill 132kV Substation | N | Onshore Wind
Northumberland Estates Limited, Dewley Hill SPV | 20.9 | 2035-10-30 | Dewley Hill SPV | N | Solar
Watten Wind Farm | 52.8 | 2028-06-30 | Mybster 3 GSP | N | Onshore Wind
Swadlincote EFW Limited, Swadlincote Energy Recovery Facility (SERF) | 21.5 | 2029-10-30 | Swadlincote Energy Recovery Facility (SERF) | N | Low Carbon Dispatchable Power
Zenobe Blackhillock 300 MW | 360.5 | 2026-10-31 | Blackhillock 275kV Substation | N | Battery
CEL Heysham BESS, CEL Heysham BESS | 90 | 2029-10-30 | CEL Heysham BESS | N | Battery
Nethercourt Solar & BESS Farm | 240 | 2034-10-31 | Nethercourt Substation | N | Battery
Qair Renewables UK Limited, Wincote Farm | 30.3 | 2033-11-01 | Wincote Farm | N | Solar
Kinnon Park PV and Battery | 50 | 2028-10-31 | Burghmuir GSP | N | Battery
Kellhead | 165 | 2037-10-31 | Gretna 400/132kV | N | Solar
Crakaig Wind Energy Hub | 20.6 | 2034-10-31 | Brora GSP | N | Battery
Berwick 40MW Solar & BESS | 40 | 2032-06-29 | Berwick 132/33kV | N | Battery
Low Carbon Solar Investment Company Ltd, Maggotts End, Bishops Stortford | 50 | 2025-12-01 | Maggotts End, Bishops Stortford | N | Solar
Elgin Energy Esco, Frankley Farm | 100 | 2037-10-30 | Frankley Farm | N | Battery
Sellindge (Tertiary) | 52.5 | 2028-10-31 | Sellindge 400kV Substation | N | Solar
Llyr Floating Wind | 200 | 2028-10-31 | Pembroke 400kV Substation | Y | Offshore Wind
Central Bedfordshire Council, Dunton Lane, BIGGLESWADE SG18 8SH | 104 | 2034-10-31 | Dunton Lane, BIGGLESWADE SG18 8SH | N | Battery
STARK ENERGY LIMITED, WENTLOOGE SOLAR PROJECT | 36 | 2029-10-31 | WENTLOOGE SOLAR PROJECT | N | Solar
Low Carbon Solar 31 Limited, 1, Broomfield Solar Farm, HORSHAM Cowfold | 20 | 2027-10-28 | 1, Broomfield Solar Farm, HORSHAM Cowfold | N | Solar
Collace Solar Farm | 50 | 2029-08-31 | Coupar Angus GSP | N | Solar
Lowfield Energy Centre Limited, Brickhill Road Lowfield Farm, SANDY SG19 2DQ | 21 | 2032-10-31 | Brickhill Road Lowfield Farm, SANDY SG19 2DQ | N | Solar
Minnygryle Burn Energy Park | 42 | 2036-10-31 | Minnygryle Burn Energy Park 132kV substation | N | Battery
Low Carbon Solar Park 50 Limited, Skegness Solar Farm | 30 | 2034-10-30 | Skegness Solar Farm | N | Solar
Summerway Drove Energy Centre Limited, Summerway Drove 90MW BESS | 90 | 2037-10-31 | Summerway Drove 90MW BESS | N | Battery
Hawthorn BESS | 206.3 | 2035-10-30 | Hawthorn Pit 400kV Substation | N | Battery
O and G Solar SPV 20 Limited, Sikbereen Solar Farm | 120 | 2031-08-30 | Sikbereen Solar Farm | N | Solar
Sealand Manor Energy Centre Limited, Sealand Manor Energy Centre Limited | 89 | 2037-10-30 | Sealand Manor Energy Centre Limited | N | Solar
Springfield Solar and Battery | 80 | 2031-10-31 | Branxton 400/132kV | N | Battery
CREYKE BECK | 574.6 | 2033-05-31 | Creyke Beck 400kV Substation | N | Battery
Leeming Solar Farm Limited, West House Hybrid PV % BESS | 39 | 2026-09-30 | West House Hybrid PV % BESS | N | Solar
PACE Lilac Energy Limited, Land north of Redhill Rd (Goodrest) | 49.5 | 2037-10-30 | Land north of Redhill Rd (Goodrest) | N | Battery
Pennant Walters (Holdings) Ltd, Mynydd Carn y Cefn Wind Farm | 36 | 2027-10-12 | Mynydd Carn y Cefn Wind Farm | N | Onshore Wind
Red Moss Farm | 300 | 2031-05-30 | Red Moss Farm 132kV Substation | N | Battery
Market Harborough GEC (Ethos Green) | 114 | 2032-10-31 | Market Harborough 400kV Substation | N | LDES
Ayr Energy Storage | 150 | 2027-10-30 | Ayr 275/33kV | N | Battery
THE FARM ENERGY COMPANY LIMITED, Cranford Solar Farm | 52 | 2034-10-31 | Cranford Solar Farm | N | Battery
Sweet Briar Solar Farm Limited, Sweet Briar Farm | 31.4 | 2035-10-30 | Sweet Briar Farm | N | Solar
EEB38 Limited, Pentre Bach | 20 | 2026-09-30 | Pentre Bach | N | Solar
Coriolis Energy Storage Limited, Orrell Battery Energy Storage | 70 | 2026-01-31 | Orrell Battery Energy Storage | N | Battery
LOWER FARM SOLAR AND BATTERY STORAGE LIMITED, Lower Farm | 55 | 2027-10-01 | Lower Farm | N | Solar
Skelton Peak Power Ltd, Skelton Grange BESS | 100 | 2026-09-30 | Skelton Grange BESS | N | Battery
Radlett 1 | 150 | 2037-10-31 | Elstree GSP | N | Transmission Connected Demand
Cnoc Buidhe Wind Farm | 48 | 2034-10-31 | Cnoc Buidhe 132kV/33kV Substation | N | Onshore Wind
Parabel Orchard Limited, New Orchard Solar | 10 | 2037-10-31 | New Orchard Solar | N | Solar
JT Energy Storage Ltd, JT Energy Storage | 30 | 2037-10-30 | JT Energy Storage | N | Battery
Fraserburgh Energy Storage | 48.4 | 2027-10-31 | Fraserburgh GSP | N | Battery
Oakley Bush Solar Limited, Brigstock PV | 49.9 | 2026-12-22 | Brigstock PV | N | Solar
Brechfa Dau Wind Farm | 10 | 2036-12-06 | Proposed Ferryside GSP | N | Battery
PACE Rex Energy Limited, Bleathwood | 49.8 | 2032-10-01 | Bleathwood | N | Solar
RES Development Company 7 Limited, Speedgate Farm, LONGFIELD Fawkham | 57.2 | 2037-10-31 | Speedgate Farm, LONGFIELD Fawkham | N | Solar
Worksop 2 Limited, Worksop 2 Solar Farm | 25 | 2034-10-30 | Worksop 2 Solar Farm | N | Solar
Blenheim Renewables Limited, Layer Marney Solar Farm | 40 | 2034-10-31 | Layer Marney Solar Farm | N | Solar
Eggborough PV & BESS Sub | 249.9 | 2033-10-28 | Kellingley 400kV Substation | N | Battery
Clydebridge DC | 360 | 2032-04-30 | Clydesbridge | N | Transmission Connected Demand
QC Montferrat Limited, London Way, Royston | 26.4 | 2034-10-31 | London Way, Royston | N | Solar
Millmoor Rig Wind Farm | 91 | 2029-10-30 | Hawick GSP | N | Onshore Wind
CEG LP2 (II) Site 1 | 300 | 2037-10-31 | Culham Jet 400kV Substation | N | Transmission Connected Demand
Thames Gateway Waste to Energy Limited, Chinook Urban Mining, Dagenham, Essex | 25 | 2026-03-30 | Chinook Urban Mining, Dagenham, Essex | N | Unabated Gas
Eggborough CCGT - OCGT - BESS | 50 | 2027-10-01 | Eggborough 400kV Substation | N | Battery
Achanalt Battery Storage | 49.9 | 2027-10-31 | Grudie Bridge GSP | N | Battery
TH Dunbar | 49.99 | 2028-05-31 | Dunbar 132/33kV | N | Battery
CUPAR ENERGY STORAGE PARK LIMITED, GILLIESFAULDS BESS | 12.5 | 2031-10-31 | GILLIESFAULDS BESS | N | Battery
RWE Renewables UK Swindon Ltd, Pen March Wind Farm | 29.4 | 2027-04-30 | Pen March Wind Farm | N | Onshore Wind
Learney BESS | 50 | 2032-10-01 | Learney Teed 132kV | N | Battery
Uskmouth | 120 | 2036-12-06 | Uskmouth 132kV Substation | N | Battery
JBM Solar Projects 27 LTD, School Lane, Sittingbourne | 49.9 | 2026-10-01 | School Lane, Sittingbourne | N | Battery
Perwinnes | 48 | 2027-01-15 | Dyce GSP | N | Solar
BF58 Hunts Airfield Solar Limited, The Lane Land at Rookery Farm, HUNTINGDON Stow Longa | 52.8 | 2032-10-31 | The Lane Land at Rookery Farm, HUNTINGDON Stow Longa | N | Solar
Ranby | 110 | 2034-08-30 | Jubilee Farm 275kV Substation | N | Battery
Scotsburn Road | 240 | 2030-10-31 | Fyrish 275kV Substation | N | Battery
Elawan Energy SLU, Holywell PV | 49.9 | 2035-10-30 | Holywell PV | N | Battery
Melksham | 600 | 2030-07-31 | Melksham 400kV Substation | N | Solar
Thorpe Marsh Green Energy Centre | 855.2 | 2032-10-30 | Thorpe Marsh 400kV Substation | N | Battery
JBM Solar Projects 11 Limited, Roundhill, Balladoole Solar A | 49.9 | 2037-10-30 | Roundhill, Balladoole Solar A | N | Battery
ORSTED ONSHORE UK LIMITED, LARBRAX WIND FARM | 20 | 2031-09-30 | LARBRAX WIND FARM | N | Onshore Wind
Mon Solar Farm | 431.2 | 2037-10-30 | Wylfa South 400kV Substation | N | Battery
Skyfall Energy Ltd, Bank Farm, Aldington aka Stonestreet Green | 99.9 | 2028-12-31 | Bank Farm, Aldington aka Stonestreet Green | N | Solar
South Kyle 2 Wind farm | 61.5 | 2030-07-31 | South Kyle 2 132/33kV Substation | N | Battery
Somerset Energy Park | 510 | 2037-10-31 | Woolavington 400kV Substation | N | Battery
CEL VERNON PARK CLEAN ENERGY RESERVE LIMITED, Vernon Park BESS | 75 | 2037-10-30 | Vernon Park BESS | N | Battery
Colmealie Wind - Solar - BESS Farm | 25 | 2037-10-31 | Fetteresso 132kV substation | N | Battery
Hagshaw Energy Cluster Western Expansion | 50 | 2028-07-01 | Spirebush 132kV Substation | N | Solar
Rothienorman 2 Synchronous Compensation | 0.1 | 2037-10-31 | Rothienorman 400kV Substation | N | Reactive Compensation
GF Norwich BESS | 405.3 | 2034-10-31 | Norwich Main 400kV Substation | N | Battery
Strathaven BESS | 300 | 2033-10-31 | Strathaven 400/275kV | N | Battery
EcoLovedean | 249 | 2031-03-31 | Lovedean 400kV Substation | N | Battery
Root Power North Limited, Greenacres Garth BESS | 40 | 2035-10-30 | Greenacres Garth BESS | N | Battery
ROW 789 LIMITED, Potash Solar Farm | 3.7 | 2026-05-01 | Potash Solar Farm | N | Solar
Acheilidh Wind Farm | 79.2 | 2033-10-31 | Acheilidh Wind farm 132kV Substation | N | Onshore Wind
RWE Renewables UK Swindon Limited, Alwen Forest Wind Farm | 26.9 | 2037-10-30 | Alwen Forest Wind Farm | N | Onshore Wind
Stracathro BESS | 249 | 2032-06-30 | Stracathro BESS 275kV Substation | N | Battery
Peony Ventures Limited, Midland Road BESS | 80 | 2035-10-30 | Midland Road BESS | N | Battery
Sealand Manor Energy Centre Limited, Sealand Manor Energy Centre Limited | 40 | 2037-10-30 | Sealand Manor Energy Centre Limited | N | Battery
Exagen Development Limited, High Spen Solar PV & BESS, Chopwell, Newcastle | 47.6 | 2035-10-30 | High Spen Solar PV & BESS, Chopwell, Newcastle | N | Solar
CENOS | 1350 | 2035-10-31 | Peterhead 400kV Substation | N | Offshore Wind
Brockwell Storage & Solar Ltd, Limbersey Lane Land at Brickhill Pastures Farm, BEDFORD Maulden MK45 2EB | 40 | 2031-10-31 | Limbersey Lane Land at Brickhill Pastures Farm, BEDFORD Maulden MK45 2EB | N | Solar
Scaw Law Wind Farm | 67.1 | 2036-10-31 | Scaw Law 132kV substation | N | Onshore Wind
Bowsheil Solar and Battery | 80 | 2032-10-31 | Bowsheils 132kV Substation | N | Battery
Leuchland Energy Centre B | 59.38 | 2033-10-31 | Leuchland Farm IDNO | N | Battery
WIND ESTATE (UK) LIMITED, BROWNHILL FARM | 8.5 | 2024-12-31 | BROWNHILL FARM | N | Onshore Wind
Girlsta | 14.4 | 2029-09-30 | Gremista GSP | N | Onshore Wind
Hill Farm Renewable Energy Limited, Hill Farm PV | 15 | 2037-10-31 | Hill Farm PV | N | Solar
LITTLE CROW RENEWABLES LIMITED, Santon Solar Farm | 99.9 | 2027-10-31 | Santon Solar Farm | N | Solar
Lurg Hill | 15 | 2026-06-01 | Keith GSP | N | Onshore Wind
Waltham Cross Farm 2 | 691.6 | 2033-04-04 | Waltham Cross B 400kV Substation | N | Solar
FUSE RENEWABLES LIMITED, Grassmoor Solar Farm | 9 | 2039-10-30 | Grassmoor Solar Farm | N | Solar
Balin Solar Farm Limited, Caudwell Farm | 70 | 2027-05-31 | Caudwell Farm | N | Solar
Leeds Power Limited, Redcote Lane | 60 | 2027-06-30 | Redcote Lane | N | Battery
Jordanthorpe Power Ltd, Bochum Parkway Combined Tech | 15 | 2025-11-30 | Bochum Parkway Combined Tech | N | Solar
Thurrock Power Station | 460 | 2029-10-31 | Tilbury 275kV Substation | N | Unabated Gas
Burnley BESS LTD, Widow Hill BESS | 70 | 2026-01-31 | Widow Hill BESS | N | Battery
Pencloe Windfarm | 38 | 2028-04-01 | Pencloe 132/33kV Substation | N | Battery
Pathfinder Clean Energy (PACE) UKDev Ltd, Gauntlet | 36.8 | 2034-10-30 | Gauntlet | N | Battery
Glenfiddich West | 600 | 2037-10-31 | Glenfiddich West 220 kV Substation | N | Onshore Wind
Low Carbon UK Solar Investment Company Limited, Harlow Road, Roydon | 35 | 2031-10-31 | Harlow Road, Roydon | N | Solar
EUROWIND ENERGY LIMITED, CARRON VALLEY | 29.9 | 2029-04-30 | CARRON VALLEY | N | Onshore Wind
Care Power (Bramford) Limited, Bullen Lane, Bramford | 58 | 2028-12-31 | Bullen Lane, Bramford | N | Battery
Springfield Solar and Battery | 86.6 | 2031-10-31 | Branxton 400/132kV | N | Solar
One Planet Developments Limited, Bentley Estate, Eastbourne Road, LEWES | 45 | 2030-12-31 | Bentley Estate, Eastbourne Road, LEWES | N | Solar
Clashindarroch 2 | 63 | 2026-08-31 | Cairnford GSP | N | Onshore Wind
Camp Farm Solar Limited, Camp Farm Solar | 49.9 | 2037-10-30 | Camp Farm Solar | N | Solar
Elmya Melbourne BESS | 252 | 2033-10-28 | Thornton 400kV Substation | N | Battery
LEDWYCHE SOLAR LIMITED, Ledwyche Solar | 15.8 | 2026-03-31 | Ledwyche Solar | N | Solar
HAUNTON FARMERS¿ SOLAR LIMITED, Haunton Manor Farm Solar Project | 70 | 2025-08-31 | Haunton Manor Farm Solar Project | N | Solar
North Carlton Energy Park Ltd, Land North and South of Carlton North | 52.8 | 2039-10-30 | Land North and South of Carlton North | N | Solar
Earba PSH | 1320 | 2035-10-31 | Earba PSH Powerhouse Substation | N | LDES
Low Carbon UK Solar Investment Company Limited, Mill Street, Stowmarket | 20 | 2031-10-31 | Mill Street, Stowmarket | N | Solar
High Marnham (Tertiary) | 81.2 | 2029-10-31 | High Marnham 400kV Substation | N | Solar
Cairnmore Hill Wind Farm | 10 | 2028-05-31 | Thurso South 132/33kV GSP Substation | N | Battery
Manchester Energy Partnership Ltd, Octagon House | 6.7 | 2026-01-31 | Octagon House | N | Other
Mablethorpe Storage | 1160 | 2034-10-30 | Mablethorpe 400kV Substation | N | Battery
Colmealie Wind - Solar - BESS Farm | 40 | 2037-10-31 | Fetteresso 132kV substation | N | Solar
RWE Renewables UK Solar and Storage Limited, Brinsea Green Farm | 30 | 2028-10-31 | Brinsea Green Farm | N | Solar
Elawan Energy Uk Ltd, Land South Side Of Cake Street | 15 | 2034-10-31 | Land South Side Of Cake Street | N | Solar
Qair Renewables UK Limited, White House Farm | 11.4 | 2027-12-31 | White House Farm | N | Battery
Ballygroggan Wind Farm | 96 | 2034-10-31 | Tangy IV 132KV Substation | N | Onshore Wind
Grupotec Solar UK 6 Ltd, James Solar Farm | 12.5 | 2037-10-31 | James Solar Farm | N | Solar
Broadholme Solar Farm Limited, Broadholme Solar Farm | 7.6 | 2025-12-15 | Broadholme Solar Farm | N | Solar
GR Renewables 3 Limited, Buxton Road BESS | 20 | 2037-10-30 | Buxton Road BESS | N | Battery
Peterhead Hydrogen 1 | 99.9 | 2033-10-31 | Peterhead Hydrogen 1 132kV Substation | N | Transmission Connected Demand
RWE Renewables UK Solar and Storage Limited, Brinsea Solar/ESS | 49.9 | 2028-10-31 | Brinsea Solar/ESS | N | Battery
RWE Renewables UK Solar and Storage Limited, Furzen Solar Farm | 49.9 | 2027-10-30 | Furzen Solar Farm | N | Battery
QC Whepstead Limited, Poulters Lane, Bury St. Edmunds Horringer | 20.9 | 2034-10-31 | Poulters Lane, Bury St. Edmunds Horringer | N | Battery
NatPower Connah Quay Green Energy Park | 500 | 2037-10-30 | Cheshire Connection Node B 400kV Substation | N | Battery
Salamander Offshore Wind Farm | 105 | 2033-10-31 | Peterhead GSP | N | Offshore Wind
Margree Wind Farm | 63 | 2029-10-31 | SPT Margree collector substation | N | Onshore Wind
Househill BESS | 49.9 | 2027-10-31 | Nairn GSP | N | Battery
Bridgwater (tertiary) | 65.6 | 2029-08-31 | Bridgwater 400/132kV Substation | N | Battery
Wyseby Hill Energy Farm | 250 | 2031-10-31 | Wyseby Hill Energy Farm 400kV Substation | N | Battery
IBE Kirkby Limted, New Cut lane Farm | 20 | 2037-10-30 | New Cut lane Farm | N | Solar
Windy Standard III Wind Farm | 87.6 | 2027-10-31 | Dun Hill 132/33kV | N | Onshore Wind
Qair Renewables UK Limited., Brecks Farm | 34.5 | 2030-10-31 | Brecks Farm | N | Solar
Dell Wind Farm | 49.8 | 2030-04-01 | Dell 132kV Substation | N | Onshore Wind
This Gravity | 250 | 2029-04-27 | Gravity 400/132kV Substation | N | Transmission Connected Demand
RWE Renewables UK Solar and Storage Limited (formally JBM Solar Limited), Aldermaston Road (Horton Solar) | 10.5 | 2037-10-31 | Aldermaston Road (Horton Solar) | N | Battery
Drakelow PV & BESS Station | 420 | 2037-10-30 | Drakelow 400kV Substation | N | Battery
Frodsham Solar Park | 50 | 2037-10-30 | Frodsham 132kV | N | Battery
Locharber | 50 | 2032-10-31 | Arbroath GSP | N | Battery
Muir Mhor Offshore Wind Farm | 1000 | 2035-12-31 | Cirrus Offshore Windfarm Substation | N | Offshore Wind
Cowley (Tertiary) | 50 | 2025-11-30 | Cowley 400kV Substation | N | Battery
Power Park Rugby | 950 | 2037-10-31 | Enderby 400kV Substation | N | Transmission Connected Demand
MERCIA POWER RESPONSE (HATTON) LIMITED, Hoon Hay Farm | 6 | 2025-10-14 | Hoon Hay Farm | N | Unabated Gas
Craignathro Farms Ltd, Craignathro Farm | 5.6 | 2025-10-31 | Craignathro Farm | N | Solar
Cubico UK Development Ltd, Scout Moor Wind Farm (Extension | 99.9 | 2037-10-30 | Scout Moor Wind Farm (Extension | N | Onshore Wind
Lightsource Renewable Development Ltd, Tandridge-2 Solar Park, Crowhurst, Lingfield | 20.1 | 2037-10-31 | Tandridge-2 Solar Park, Crowhurst, Lingfield | N | Solar
Lidsey Renewables Ltd as per NPG offer 12May2023, Keadby Solar DN17 | 49.9 | 2027-10-31 | Keadby Solar DN17 | N | Solar
Noventum - Stocksbridge | 410 | 2035-10-30 | Leeds South Connection Node C 400kV Substation | N | Battery
ABEI ENERGY GREEN III LIMITED, Piper Lane PGF | 15 | 2034-10-30 | Piper Lane PGF | N | Battery
Coven Solar Limited, Coven | 47.3 | 2025-12-17 | Coven | N | Solar
Rainsbrook Solar Limited, Rainsbrook Solar Farm | 12.8 | 2026-11-30 | Rainsbrook Solar Farm | N | Solar
Coylton 275kV Greener Grid Park | 50 | 2026-02-28 | Coylton 275/33kV Substation | N | Battery
Broomloan Road BESS | 49.9 | 2026-06-30 | Govan 132/33kV | N | Battery
Craighead Wind Farm | 49.6 | 2032-10-29 | Westfield 132/33kV | N | Onshore Wind
NORTH LANARKSHIRE BIOPOWER LIMITED, CARNBROE EFW | 32.1 | 2024-07-31 | CARNBROE EFW | N | Low Carbon Dispatchable Power
WIND ESTATE (UK) LTD, DUNWAN DAM WIND FARM | 24.8 | 2033-10-31 | DUNWAN DAM WIND FARM | N | Onshore Wind
Econergy International Limited, Exton Solar Farm | 49.9 | 2026-12-01 | Exton Solar Farm | N | Solar
HARTLEPOOL WEST SOLAR FARM LTD, Whelley Hill Farm PV & BESS | 25 | 2027-09-30 | Whelley Hill Farm PV & BESS | N | Battery
ABEI Energy Green IV Ltd, Highworth Solar Farm | 21.9 | 2037-06-22 | Highworth Solar Farm | N | Battery
Menter Mon Morlais Anglesey Marine Energy | 40 | 2028-03-31 | Penrhos GSP | N | Tidal
Root-Power South Limited, Dadglow Farm | 20 | 2037-10-30 | Dadglow Farm | N | Battery
Oldbridge Solar Farm Limited, Oldbridge Solar Farm | 49.9 | 2037-10-31 | Oldbridge Solar Farm | N | Battery
Three Oaks Renewable Energy Park Ltd, Thorneholme Energy Park, SLC15 - Generation, Manor Farm, Driffield, YO25 4NN | 25 | 2033-05-31 | Thorneholme Energy Park, SLC15 - Generation, Manor Farm, Driffield, YO25 4NN | N | Battery
PM AB2 Energy Storage | 15.8 | 2028-10-31 | Abernethy GSP | N | Battery
Deucheran Hill 2 Wind Farm | 92.4 | 2034-10-31 | Deucheran Hill 2 Wind Farm Substation | N | Onshore Wind
Stark Energy Limited, Clay Lane Park Farm, Clacton-on-Sea St. Osyth | 20 | 2031-10-31 | Clay Lane Park Farm, Clacton-on-Sea St. Osyth | N | Solar
Carnedd Wen Wind Farm | 150 | 2030-10-31 | Mid Wales West 132kV Substation | N | Onshore Wind
Rayleigh GP3 | 34.5 | 2034-10-30 | Rayleigh Main 400kV Substation | N | Battery
Sclenteuch Energy Park | 54 | 2029-10-31 | Sclenteuch Energy Park 132kV | N | Onshore Wind
Elgin Energy EsCo Limited, Great Roseveth | 101.3 | 2037-10-31 | Great Roseveth | N | Battery
Pennant Walters (Holdings) Ltd, Foel Trawsnant Wind Farm | 45 | 2028-10-31 | Foel Trawsnant Wind Farm | N | Onshore Wind
Twelve Month Hill Solar Farm Ltd, Caistor Solar Farm | 49.9 | 2034-10-31 | Caistor Solar Farm | N | Solar
Lancaster Power limited, Lancaster Power | 75 | 2026-01-31 | Lancaster Power | N | Battery
Harmony OM Ltd, Old Malton Hybrid Solar | 62.4 | 2027-12-30 | Old Malton Hybrid Solar | N | Solar
Cellarhead Home Farm | 280 | 2028-10-31 | Cellarhead 132kV Substation | N | Battery
Netherton BESS | 570.2 | 2033-10-31 | Longside 400kV Substation | N | Battery
Model Farm Project Company LTD, Model Farm Solar | 40 | 2033-05-31 | Model Farm Solar | N | Solar
Berkswell | 125 | 2030-02-28 | Berkswell 275kV Substation | N | Transmission Connected Demand
Barnsdale Solar Park Limited, Ledston Solar | 40 | 2026-03-30 | Ledston Solar | N | Solar
Thurrock Power Station | 460 | 2025-10-31 | Tilbury 275kV Substation | N | Unabated Gas
South Tees Enhancement Phase 2 | 1440 | 2033-10-30 | Teeside Connection Node A 400kV Substation | N | Transmission Connected Demand
Flemyland Battery Storage | 110 | 2027-10-26 | Kilwinning 132/33kV | N | Battery
Lovedean (Tertiary) | 63.7 | 2029-10-30 | Lovedean 400kV Substation | N | Solar
Longpasture Solar Farm Ltd, Norton Back Lane | 39.7 | 2031-10-31 | Norton Back Lane | N | Battery
GREENTECH INVEST UK (8) LIMITED, Seven Sisters Solar Park | 15 | 2029-07-31 | Seven Sisters Solar Park | N | Solar
Padero Solaer Limited, Manton Solar Farm | 29.4 | 2039-10-31 | Manton Solar Farm | N | Solar
Drakelow Power Station 4 | 287.8 | 2037-10-30 | Drakelow GSP | N | Battery
Norfolk Boreas | 960 | 2030-12-30 | Necton 400kV Substation | N | Offshore Wind
Woodlands Farm BESS | 227.5 | 2036-10-31 | Canterbury North GSP | N | Battery
Chickerell Solar PV & BESS | 400 | 2027-10-01 | Chickerell 400kV Substation | N | Battery
Balance Energy 9, Kingsway BP BESS | 30 | 2026-01-31 | Kingsway BP BESS | N | Battery
Conrad (Grain) Ltd, Isle of Grain Storage Installation, ROCHESTER | 7 | 2025-12-31 | Isle of Grain Storage Installation, ROCHESTER | N | Unabated Gas
Apollo | 0.1 | 2027-12-18 | Gravity 400/132kV Substation | N | Transmission Connected Demand
Avils consulting Ltd, Pinkworthy Farm Bess | 25 | 2036-12-06 | Pinkworthy Farm Bess | N | Battery
West Pitnacree Solar | 49.8 | 2031-10-31 | Coupar Angus 2 GSP | N | Solar
Grangemouth Hybrid BESS & Solar PV | 300 | 2032-06-30 | Letham 400/275kV substation | N | Battery
GALILEO 03 LIMITED, Mynydd Ty-talwyn Wind Farm | 65 | 2036-12-06 | Mynydd Ty-talwyn Wind Farm | N | Onshore Wind
EV SOLAR WITTERING LIMITED, Wittering, Ford Road, Wittering | 3 | 2025-09-26 | Wittering, Ford Road, Wittering | N | Solar
BURCOT SOLAR FARM LIMITED, BURCOT FARM | 49.9 | 2025-01-31 | BURCOT FARM | N | Solar
Gamcap Magnora Development Company Limited, Whitwell BESS & SPV | 70 | 2034-10-30 | Whitwell BESS & SPV | N | Solar
Sandridge Battery Storage Limited, Sandridge BESS Project | 49.9 | 2025-10-31 | Sandridge BESS Project | N | Battery
ER HTP Energy | 57 | 2034-06-30 | Hawthorn Pit 400kV Substation | N | Battery
Lythmore | 200 | 2034-10-31 | Thurso South 275kV Substation’ | N | Battery
Enviromena Project Management Uk Li, Manor Farm, King's Lynn | 30 | 2034-10-31 | Manor Farm, King's Lynn | N | Solar
Landulph | 53.2 | 2026-05-18 | Landulph 400kV Substation | N | Battery
GS Vogt Limited, Shalsford Road Land off, CANTERBURY Old Wives Lees | 37.5 | 2029-01-31 | Shalsford Road Land off, CANTERBURY Old Wives Lees | N | Solar
Certus Utility Consulting Limited, Scolding Drove, Peterborough | 50 | 2030-10-31 | Scolding Drove, Peterborough | N | Solar
Rayleigh 1 Tertiary | 60.1 | 2028-10-31 | Rayleigh Main 400kV Substation | N | Solar
Glenmuir Windfarm | 85.4 | 2036-06-30 | Glenmuir Windfarm 132kV Substation | N | Onshore Wind
Trafford 2 BESS | 1400 | 2028-10-30 | Carrington 400KV Substation | N | Battery
Norfolk001 | 860 | 2031-11-30 | Walpole 400kV Substation | N | Battery
Conrad (Bishopstoke) Limited, BISHOPSTOKE POWER GENERATION PLANT | 7.2 | 2025-08-30 | BISHOPSTOKE POWER GENERATION PLANT | N | Unabated Gas
CYP Solar Limited, Craig Y Perchych Solar Park | 16.5 | 2026-08-31 | Craig Y Perchych Solar Park | N | Solar
Dalchork Farm - 2 | 49.9 | 2033-10-31 | Lairg 2 132/33kV Grid Supply Point Substation | N | Battery
Willington East 2 (Tertiary) | 54.6 | 2028-07-30 | Willington 400kV Substation | N | Battery
Spalding Energy Expansion | 550 | 2030-10-30 | Spalding North 400kV Substation | N | Battery
Root-Power (South) Limited, Withy Place | 50 | 2037-10-31 | Withy Place | N | Battery
Well Street Paisley | 54 | 2025-05-06 | Elderslie 132/33kV | N | Battery
Butlers Wood Green Energy Centre | 773 | 2031-10-30 | Butlers Wood 400kV Substation | N | Battery
Roadnight Taylor Ltd, Low Fen Drove Way, Fen Ditton, Horningsea | 55 | 2031-10-31 | Low Fen Drove Way, Fen Ditton, Horningsea | N | Solar
CONRAD ENERGY (DEVELOPMENTS) II LIMITED, Whisby Floating Solar PV System (Whisby South) | 7.6 | 2034-10-30 | Whisby Floating Solar PV System (Whisby South) | N | Solar
Eggborough DC | 300 | 2039-10-30 | Leeds North Connection Node B 400kV Substation | N | Transmission Connected Demand
Balnespick Wind Farm | 72 | 2032-10-31 | Tomatin 275/132 kV Substation | N | Onshore Wind
Pathfinder Clean Energy (Pace) Ukde, Thornton Road, DOVER | 50.5 | 2036-10-31 | Thornton Road, DOVER | N | Solar
Greentech Projects Holding UK Ltd, Stripe Lane, Overton 49.9MW BESS & Solar | 49.9 | 2039-10-30 | Stripe Lane, Overton 49.9MW BESS & Solar | N | Solar
GTR GB2 | 200 | 2037-10-31 | International Trading Estates, Bath Road - GB2 - Substation 132kV No 2 | N | Transmission Connected Demand
VICARAGE DROVE ENERGY CENTRE LIMITED, Vicarage Drove Solar & Storage Plant | 22.6 | 2025-09-19 | Vicarage Drove Solar & Storage Plant | N | Battery
Powerfuel Portland Limited, Portland Island Energy | 15.2 | 2026-06-30 | Portland Island Energy | N | Other
JBM Solar Projects 17 Limited, A033 Claydon | 10 | 2025-08-26 | A033 Claydon | N | Battery
ARRAN VIEW STORAGE LTD, ARRAN VIEW BATTERY FACILITY | 20 | 2026-09-30 | ARRAN VIEW BATTERY FACILITY | N | Battery
Aston Grange Solar Limited, Aston Grange | 24.2 | 2037-11-30 | Aston Grange | N | Solar
QC Aymaro Limited, EUX679 UPPER FARRINGDON SOLAR, MANOR FARM, GASTON LANE, UPPER FARRINGDON, ALTON, GU34 3EE | 52.8 | 2037-10-31 | EUX679 UPPER FARRINGDON SOLAR, MANOR FARM, GASTON LANE, UPPER FARRINGDON, ALTON, GU34 3EE | N | Solar
Hartlepool Borough Council, Tees Valley Energy Recovery | 49.9 | 2031-10-31 | Tees Valley Energy Recovery | N | Low Carbon Dispatchable Power
Coille Linne | 5 | 2037-10-31 | Coille Linne 132kV Substation | N | Battery
Metchley Energy Associates Ltd, Admiralty Road, GREAT YARMOUTH | 49.9 | 2032-10-31 | Admiralty Road, GREAT YARMOUTH | N | Battery
Watchman Energy Park | 100 | 2036-10-31 | Watchman 132kV Substation | N | Onshore Wind
Ethical Power Development Limited, Binworthy Energy Park | 50 | 2037-10-31 | Binworthy Energy Park | N | Solar
Sunfarming UK Ltd, Wickham Hall, Hadham Road | 10 | 2025-12-01 | Wickham Hall, Hadham Road | N | Solar
Millbrook Power | 299 | 2024-12-28 | Marston Vale 400kV Substation | N | Unabated Gas
Paul Winter Consulting Ltd, Land at Hallenbeagle Sawmills Lane | 10 | 2027-09-30 | Land at Hallenbeagle Sawmills Lane | N | Low Carbon Dispatchable Power
Kinder PV & BESS Station | 250 | 2039-10-30 | Coddington 400kV Substation | N | Battery
Thurrock Power Station | 375 | 2025-10-31 | Tilbury 275kV Substation | N | Battery
Worset PV & BESS Park | 48 | 2024-06-07 | Hartmoor 275kV Substation | N | Battery
Yetigen, Bluestone Solar Project Nr Beerhouse Farm | 22.4 | 2030-10-31 | Bluestone Solar Project Nr Beerhouse Farm | N | Solar
Sweet Briar Energy Park | 800 | 2035-10-30 | South Humber Connection Node A | N | Battery
Mid Moile Wind Farm | 105 | 2031-10-31 | Arecleoch 132/33kV | N | Onshore Wind
Qair Renewables UK Limited, White House Farm | 30 | 2027-12-31 | White House Farm | N | Solar
Llanwern Phase 2 | 190 | 2028-10-01 | Whitson 275kV Substation | N | Solar
Garlogie B-1 | 50 | 2033-10-31 | Garlogie Production B 275/33kV GSP | N | Battery
Copse Close Solar Farm Ltd, Copse Close Solar Farm | 44 | 2027-10-06 | Copse Close Solar Farm | N | Solar
Keith 132 Greener Grid Park | 50 | 2025-05-31 | Keith 1 132/33kV GSP Substation | N | Battery
Balgonie Solar and BESS | 60 | 2033-10-31 | Abernethy GSP | N | Solar
Corshellach Battery Energy Storage System | 76.3 | 2027-10-31 | Berry Burn GSP | N | Battery
Kiln Fields Renewable Energy Ltd, Kiln Fields | 15 | 2028-10-31 | Kiln Fields | N | Solar
Monk Fryston SSE | 360 | 2029-10-30 | Monk Fryston 275kV Substation | N | Battery
Overton Solar & Storage Farm | 980 | 2032-06-01 | Overton 275kV | N | Battery
Grangemouth Hybrid BESS & Solar PV | 300 | 2032-06-30 | Letham 400/275kV substation | N | Solar
Thorpe Marsh Energy Park | 1400 | 2027-01-30 | Thorpe Marsh 400kV Substation | N | Battery
Womblehill BESS Farm | 200 | 2029-10-31 | Womblehill BESS Farm 132kV | N | Battery
Hagshaw Energy Cluster Western Expansion | 100 | 2028-07-01 | Spirebush 132kV Substation | N | LDES
EEB63, Deptford Farm | 30 | 2027-07-01 | Deptford Farm | N | Battery
Chapel Lane Energy Storage Limited, Chapel Lane ESS | 57 | 2026-10-22 | Chapel Lane ESS | N | Battery
Voltalia Uk Ltd, Pitstock Farm, SITTINGBOURNE | 41.4 | 2036-10-31 | Pitstock Farm, SITTINGBOURNE | N | Solar
Windel Solar 11 Limited, Pencoed Ganol Solar PV | 26.3 | 2037-10-31 | Pencoed Ganol Solar PV | N | Solar
Newburn Battery Storage Limited, Newburn 90MW BESS, Old Neolith Building BESS | 90 | 2035-10-30 | Newburn 90MW BESS, Old Neolith Building BESS | N | Battery
Noventum Power, 2023-032 Duckinfield farm | 10 | 2037-10-30 | 2023-032 Duckinfield farm | N | Solar
Portobello | 52 | 2026-01-13 | Portobello (Network Rail) GSP | N | Transmission Connected Demand
ADVANCE GRID SOLUTIONS LIMITED, AGS BONNYTON SOLAR & BESS | 19.8 | 2033-10-31 | AGS BONNYTON SOLAR & BESS | N | Solar
Noventum Power Limted, Saplins Farm/ Blaebeck | 99.9 | 2037-10-31 | Saplins Farm/ Blaebeck | N | Battery
Colbalt Energy Ltd, Wealden Works, Langhurstwood Road, HORSHAM | 24 | 2037-10-31 | Wealden Works, Langhurstwood Road, HORSHAM | N | Other
KNOCKNAIR ENERGY PARK LIMITED, KNOCKNAIR ENERGY PARK (ARDGOWAN ESTATE) | 23.8 | 2031-10-31 | KNOCKNAIR ENERGY PARK (ARDGOWAN ESTATE) | N | Solar
Anglo ES Larks Lane Ltd, Land West of Lark's Lane | 49.5 | 2036-12-06 | Land West of Lark's Lane | N | Battery
Tarvie Wind Farm | 30 | 2033-10-31 | Beauly substation 275KV | N | Battery
Meyrick Estate Solar Management Limited, South Bockhampton Solar Farm | 48 | 2036-12-06 | South Bockhampton Solar Farm | N | Solar
EEB36 Limited, Land at Redlands Farm, Taunton Road, Pedwell | 40 | 2025-05-21 | Land at Redlands Farm, Taunton Road, Pedwell | N | Solar
Breezy Hill Wind Farm | 80 | 2028-04-30 | New Cumnock 275/132kV | N | Onshore Wind
THORNTON | 26 | 2026-05-29 | Thornton North (Network Rail) GSP | N | Transmission Connected Demand
Mossmulloch Wind Farm | 43.2 | 2028-10-31 | East Kilbride South 275/33kV | N | Onshore Wind
Rhigos BESS | 206.3 | 2037-10-31 | South Wales West Connection Node A 400kV Substation | N | Battery
Bryn Coch DC | 450 | 2037-10-30 | Pentir 400kV Substation | N | Transmission Connected Demand
Littlebrook BESS | 300 | 2027-10-15 | Littlebrook 400kV Substation | N | Battery
Alight Energy UK Limited, Toyota Motor Manufacturing | 13.5 | 2037-10-30 | Toyota Motor Manufacturing | N | Solar
Bradford Solar Farm | 960 | 2037-10-30 | Staffordshire Connection Node A 400kV Substation | N | Solar
ABEI Energy Green IV Ltd, Highworth Solar Farm | 39.6 | 2037-06-22 | Highworth Solar Farm | N | Solar
SHBEC | 83 | 2029-07-01 | South Humber Bank 400kV Substation | N | Unaligned
ABEI ENERGY GREEN I LIMITED, West Moor Farm | 18.8 | 2035-10-30 | West Moor Farm | N | Solar
Yaxley | 157.6 | 2034-10-31 | North Anglia Connection Node E 400kV Substation | N | Solar
Exeter BESS | 480 | 2037-10-31 | Exeter 400kV Substation | N | Battery
Salamander Offshore Wind Farm | 180 | 2033-10-31 | Peterhead GSP | N | Battery
Westfa Limited, Westfa BESS | 25 | 2037-10-31 | Westfa BESS | N | Battery
Harmony FB Ltd, Fylands Bridge BESS | 20.7 | 2035-10-29 | Fylands Bridge BESS | N | Battery
AMP Eccles BESS | 49.9 | 2029-10-31 | Eccles 400/132kV | N | Battery
FRP MERCIA HOLDCO 3 LIMITED, Darnell Road BESS | 40 | 2033-10-31 | Darnell Road BESS | N | Battery
Breakish Windfarm | 49.8 | 2034-04-30 | Breakish 132/33kV | N | Onshore Wind
CARE POWER (UPTON) LIMITED, Upton Lane Battery | 50 | 2031-10-31 | Upton Lane Battery | N | Battery
Luminous Energy, Ironsbottom Solar Farm | 23.58 | 2030-12-31 | Ironsbottom Solar Farm | N | Solar
Dounreay Synchronous Compensation | 0.1 | 2037-10-31 | DOUNREAY 2 275 kV SUBSTATION | N | Reactive Compensation
Quest Park | 200 | 2034-10-31 | Marston Vale 400kV Substation | N | Transmission Connected Demand
Milton Farm Solar Limited, Welsh Way | 11 | 2026-09-30 | Welsh Way | N | Solar
Harmony KB Ltd, Keadby BESS | 117.3 | 2034-10-31 | Keadby BESS | N | Battery
Industria Resources, 49, Salts Road, WISBECH West Walton PE14 7EJ | 50 | 2034-10-31 | 49, Salts Road, WISBECH West Walton PE14 7EJ | N | Solar
Thornton | 500 | 2031-10-31 | Thornton 400kV Substation | N | Battery
BRYNWELL FARM SOLAR LIMITED, Brynwell Farm Solar | 15.3 | 2026-09-30 | Brynwell Farm Solar | N | Solar
DWR CYMRU CYFYNGEDIG, Dwr Cymru Cyf, Court Farm WTW | 45.8 | 2036-12-06 | Dwr Cymru Cyf, Court Farm WTW | N | Solar
Exagen Development Limited, Kitwell BESS | 50 | 2033-10-31 | Kitwell BESS | N | Solar
Carrington | 790 | 2026-10-30 | Carrington 400KV Substation | N | Battery
Ryhall PV & BESS | 400 | 2034-10-31 | Ryhall 400kV Substation | N | Solar
Little Hartfell Wind Farm | 57.6 | 2035-07-01 | Chapelcross GSP | N | Onshore Wind
Elmya Kilworth BESS & PV | 456 | 2037-10-30 | Derbyshire Connection Node H 400kV Substation | N | LDES
Camster 2 Wind Farm | 38 | 2024-10-31 | Mybster 132/33kV Substation | N | Onshore Wind
Harlaxton Energy Networks Limited, Harlaxton IDNO - Doncaster Inland Port - Additional | 8 | 2026-04-01 | Harlaxton IDNO - Doncaster Inland Port - Additional | N | Solar
Harmony FB Ltd, Fylands Bridge PV | 50 | 2035-10-30 | Fylands Bridge PV | N | Solar
Wull Muir Wind Farm | 38.4 | 2029-10-01 | Burdiehouse BESS 275kV Substation | N | Onshore Wind
Quainton | 110 | 2030-02-28 | Quainton GSP HS2 | N | Transmission Connected Demand
BALANCE ENERGY 19 LTD, MCQUITTISON FARM BESS | 29.9 | 2026-05-29 | MCQUITTISON FARM BESS | N | Battery
New Buildings Solar Farm Limited, New Buildings Farm | 40.8 | 2028-10-31 | New Buildings Farm | N | Solar
EEB44 Limited, Butterhill Solar PV | 40 | 2027-07-30 | Butterhill Solar PV | N | Solar
Thurrock Power Station | 600 | 2030-10-31 | Tilbury 275kV Substation | N | Battery
Yaxley | 579.5 | 2034-10-31 | North Anglia Connection Node E 400kV Substation | N | Battery
Aura Power Developments, Great Wheatley Road, Rayleigh | 10 | 2032-10-30 | Great Wheatley Road, Rayleigh | N | Solar
BOULTBEE BROOKS RENEWABLES HIGHGATE LTD, Normanby Solar, Highgate Lane PV | 8 | 2027-10-31 | Normanby Solar, Highgate Lane PV | N | Solar
Ferrybridge B - NEL Hunter | 200 | 2035-10-30 | Leeds North Connection Node C 132kV Substation | N | Battery
Forsa Energy Holdings Limited, Speke Hall BESS | 23.7 | 2037-10-30 | Speke Hall BESS | N | Battery
Rhigos Solar Limited, Land south of Rhigos Road | 7.6 | 2026-04-01 | Land south of Rhigos Road | N | Solar
Pilmoor Solar Limited, Brafferton Farm | 55 | 2035-10-24 | Brafferton Farm | N | Solar
South Tees 66kV Enhancement | 960 | 2026-12-11 | Tod Point and Grangetown 275/66kV | N | Transmission Connected Demand
SELMS MUIR ENERGY CENTRE LIMITED, SELMS MUIR SOLAR & BESS FACILITY | 18 | 2027-06-29 | SELMS MUIR SOLAR & BESS FACILITY | N | Battery
Peat Law Renewable Energy Park | 50 | 2033-05-30 | Gala North 400/132kV Substation | N | Battery
Ferrybridge C PV & BESS Substation | 249.9 | 2035-10-24 | Ferrybridge C 275kV Substation | N | Battery
Severn Trent Green Power Cayton Limited Formerly EEB 29 Ltd, High Cayton Solar | 49.9 | 2026-09-30 | High Cayton Solar | N | Solar
WIND ESTATE (UK) LTD, GARVILAND WIND FARM | 24 | 2032-10-30 | GARVILAND WIND FARM | N | Onshore Wind
Dunach Wind Farm | 100.8 | 2034-10-31 | Taynuilt GSP | N | Onshore Wind
Cairntawie | 2.5 | 2033-10-31 | St Fergus Gas GSP | N | Battery
FECKENHAM BATTERY STORAGE LIMITED, Astwood Lane 2 | 99.4 | 2032-01-01 | Astwood Lane 2 | N | Battery
Ben Markillie, Mill Road Peters 2 Energy, WISBECH Walpole St. Peter | 49.9 | 2034-10-31 | Mill Road Peters 2 Energy, WISBECH Walpole St. Peter | N | Battery
Glendye Wind Farm | 42 | 2034-04-30 | Glendye Wind Farm Substation | N | Onshore Wind
Exagen Development Limited, DRAYTON, ADJ MILLETTS FARM, KINGSTON ROAD | 19 | 2028-06-23 | DRAYTON, ADJ MILLETTS FARM, KINGSTON ROAD | N | Battery
IBV WEST HOUSE ENERGY PARK LTD, Westhouse Farm Hybrid | 12.5 | 2039-10-30 | Westhouse Farm Hybrid | N | Battery
Hesta Head | 20.4 | 2029-04-06 | Finstown (Orkney) GSP | N | Onshore Wind
Sweet Briar Energy Park | 150 | 2035-10-30 | South Humber Connection Node A | N | Solar
PARTRIDGE HILL SOLAR LIMITED, Bawtry Solar Farm | 11 | 2026-09-30 | Bawtry Solar Farm | N | Battery
Lincomb Farm 120MW BESS Scheme | 150 | 2033-06-30 | Bishops Wood 132kV Substation | N | Battery
Capenhurst Tertiary | 66.1 | 2027-10-31 | Capenhurst 400kV Substation | N | Battery
Rugeley | 600 | 2032-10-30 | Rugeley 400kV Substation | N | Battery
Low Carbon Solar Park 36 Limited, Dingesmere Solar Farm (Birkenhead) | 20 | 2037-10-30 | Dingesmere Solar Farm (Birkenhead) | N | Battery
Botley GEC (Ethos Green) | 114 | 2033-10-31 | Botley 400kV Substation | N | LDES
BROCKHILL SOLAR LTD, Brockhill Solar Farm | 25 | 2032-10-30 | Brockhill Solar Farm | N | Solar
AGS Calderside Battery Energy Storage System | 500 | 2033-10-31 | Calderside 275kV Substation | N | Battery
HESSAY SOLAR LIMITED, Hessay Solar PV | 40 | 2027-06-30 | Hessay Solar PV | N | Solar
Thurrock Power Station | 460 | 2030-10-31 | Tilbury 275kV Substation | N | Unabated Gas
Mablethorpe Storage | 1650 | 2033-10-30 | Mablethorpe 400kV Substation | N | Low Carbon Dispatchable Power
Ecclefechan Solar and BESS | 60 | 2032-10-31 | Chapelcross GSP | N | Battery
Braintree | 52.5 | 2025-10-30 | Braintree 400kV Substation | N | Solar
Birtley Battery Storage Limited, Birtley BESS | 71 | 2039-10-30 | Birtley BESS | N | Battery
NorthConnect | 300 | 2035-10-01 | Peterhead 400kV Substation | N | Interconnector
Windburn | 35 | 2035-10-31 | Braco West GSP | N | Battery
Norchard Solar Farm Limited, Norchard Solar Farm | 25 | 2026-04-11 | Norchard Solar Farm | N | Solar
Camp Farm Solar Limited, Camp Farm Solar | 49.9 | 2037-10-30 | Camp Farm Solar | N | Battery
CONRAD ENERGY (DEVELOPMENTS) II LIMITED, Whisby Floating Solar PV System (Whisby North) | 5 | 2033-05-30 | Whisby Floating Solar PV System (Whisby North) | N | Solar
Talsie Crown BESS Limited, Bateman Crown, WISBECH Walpole St. Andrew | 99.9 | 2034-10-31 | Bateman Crown, WISBECH Walpole St. Andrew | N | Battery
Iver | 53.2 | 2027-10-29 | Iver 275kV Substation | N | Battery
JJS 2 Limited, NEL Immingham BESS | 80 | 2035-10-30 | NEL Immingham BESS | N | Battery
Gaerwen Wind Farm | 0 | 2032-10-31 | Gwyddelwern 400kV Substation | N | Onshore Wind
RWE Renewables UK Solar and Storage Limited, Kiddal Lane PV & BESS | 22 | 2035-10-30 | Kiddal Lane PV & BESS | N | Battery
Field Form Solar Ltd, Fields Farm | 8 | 2026-01-26 | Fields Farm | N | Solar
Wessex Solar Energy, Gabriel Spring Road, Fawkham | 17.5 | 2027-10-31 | Gabriel Spring Road, Fawkham | N | Solar
Lees Hill Renewable Energy Park | 48 | 2033-04-15 | Kelloe Mains 400kV Substation | N | Onshore Wind
NS Solar 02 Limited, Charley Road Solar | 49.9 | 2028-10-30 | Charley Road Solar | N | Solar
High Marnham 400 | 0.01 | 2034-10-31 | High Marnham 400kV Substation | N | Solar
Northampton Battery Storage Limited, Northampton | 40 | 2034-10-30 | Northampton | N | Battery
North Crawley Energy Centre Limited, Cranfield Road, North Crawley (Quaker House) | 45 | 2025-11-15 | Cranfield Road, North Crawley (Quaker House) | N | Solar
Leithenwater Wind Farm | 6 | 2030-04-02 | Galashiels 132/33kV | N | Battery
PERRINPIT ROAD SOLAR LIMITED, Perrinpit Road | 39.4 | 2026-06-24 | Perrinpit Road | N | Solar
Eastbridge House Solar Ltd, Eastbridge Solar | 49.9 | 2037-10-31 | Eastbridge Solar | N | Battery
Brockwell Storage & Solar Limited, Tollgate Road, Colney Heath | 16 | 2027-11-23 | Tollgate Road, Colney Heath | N | Solar
Calon y Gwynt | 44 | 2037-10-31 | Mid Wales Connection Node A | N | Battery
Killean Wind Farm | 60 | 2034-10-31 | CARRADALE 3 GSP | N | Onshore Wind
Lees Hill Renewable Energy Park | 54 | 2033-04-15 | Kelloe Mains 400kV Substation | N | Battery
Breackerie wind farm | 85.8 | 2037-10-31 | Breackerie 132kV Substation | N | Onshore Wind
Cleve Hill Solar Park | 150 | 2036-06-02 | Cleve Hill 400kV Substation | N | Solar
Elgin Energy EsCo, Catsfield Christmas Tree Farm, Stream Lane, BATTLE | 101.3 | 2036-12-06 | Catsfield Christmas Tree Farm, Stream Lane, BATTLE | N | Battery
PACE Brigadier Energy Limited, Lassington | 40 | 2033-11-17 | Lassington | N | Battery
STIRCHES SOLAR FARM LIMITED, STIRCHES SOLAR PV | 30 | 2028-04-28 | STIRCHES SOLAR PV | N | Solar
Aldustria Ltd, Brunel Way BESS | 30 | 2037-10-31 | Brunel Way BESS | N | Battery
Tween Bridge Solar Park | 106.4 | 2032-11-30 | Trent Valley North Connection Node B 400kV Substation | N | Battery
Cedar Utility Ltd, Lower Dunton Road, Upminster | 46.3 | 2030-10-30 | Lower Dunton Road, Upminster | N | Battery
Drumfad Battery Storage System | 39.9 | 2027-10-31 | Helensburgh 132/33kV | N | Battery
Overton Green Energy Centre | 500 | 2039-10-30 | Overton 400kV Substation | N | Transmission Connected Demand
Innova Renewables Ltd, Land near Ledburn, Leighton Buzzard | 52.8 | 2031-10-31 | Land near Ledburn, Leighton Buzzard | N | Solar
Gacrux Solar Limited, Hopewell House Hybrid Solar/BESS | 30 | 2027-07-09 | Hopewell House Hybrid Solar/BESS | N | Battery
Divot Hill Wind Farm | 63 | 2036-10-31 | Divot Hill 132/33 kV Substation | N | Onshore Wind
Blyth Offshore Demonstrator Limited, Blyth Offshore Demonstrator 2 | 58.4 | 2027-12-30 | Blyth Offshore Demonstrator 2 | N | Offshore Wind
Aton Energy Development Ltd, Northfleet East Grid, GRAVESEND | 35 | 2025-10-31 | Northfleet East Grid, GRAVESEND | N | Battery
Upper Westown BESS Farm | 49.9 | 2033-10-31 | Fiddes 2 132/33kV GSP Substation | N | Battery
Saltend North BESS & PV | 107.2 | 2035-10-30 | Hedon 275kV Substation | N | Battery
Pencloe Windfarm | 22.5 | 2028-04-01 | Pencloe 132/33kV Substation | N | Onshore Wind
Billingham Energy Limited, Billingham Energy Waste | 12.2 | 2039-10-30 | Billingham Energy Waste | N | Low Carbon Dispatchable Power
Urban Reserve (AssetCo 2) Limited, Tame Power | 4.3 | 2026-01-31 | Tame Power | N | Unabated Gas
Stranoch Wind Farm | 102.7 | 2026-10-09 | Stranoch Wind 132/33kV Substation | N | Onshore Wind
Bramford 2 GEC (Ethos Green) | 68.3 | 2032-07-01 | Bramford 400kV Substation | N | Solar
Thornton Facility | 100.8 | 2025-09-24 | Thornton 400kV Substation | N | Battery
STOR 136 Ltd, Linton BESS | 99.9 | 2033-11-17 | Linton BESS | N | Battery
Kelloe Mains | 400 | 2029-11-22 | Kelloe Mains 400kV Substation | N | Battery
Cairnmore Hill Wind Farm | 21.5 | 2028-05-31 | Thurso South 132/33kV GSP Substation | N | Onshore Wind
Lightsource Rhigos BESS | 300 | 2037-10-30 | South Wales West Connection Node A 400kV Substation | N | Battery
Low Carbon Solar Park 29 Limited, Shearwater Solar Farm, Eastbourne | 12.5 | 2029-01-31 | Shearwater Solar Farm, Eastbourne | N | Battery
CONRAD ENERGY (DEVELOPMENTS) II LIMITED, Newark Energy Storage Plant | 25.3 | 2034-10-30 | Newark Energy Storage Plant | N | Battery
Hare Hill Solar Ltd, Harehill Farm Hybrid | 41.4 | 2033-10-28 | Harehill Farm Hybrid | N | Solar
Bloch Energy Park | 126 | 2031-10-31 | Bloch Energy Park 132kV Substation | N | Onshore Wind
Bambers Wind Park Limited, Bambers Solar | 12.5 | 2036-12-06 | Bambers Solar | N | Battery
Eccles BESS | 524.5 | 2026-04-12 | Eccles 400kV Substation | N | Battery
STARK ENERGY LIMITED, Crosshouse Solar Farm | 49.9 | 2037-10-30 | Crosshouse Solar Farm | N | Solar
Renewable Energy Systems Limited, Winking Hill BESS | 105.3 | 2037-10-30 | Winking Hill BESS | N | Battery
Wentlooge Farmers Solar Scheme Limited, Hawse Farm | 41 | 2029-10-30 | Hawse Farm | N | Solar
Buntington GEC (Ethos Green) | 865 | 2032-07-01 | Cottered 400kV Substation | N | Battery
Seneca Global Energy Limited, Gibson Lane wind farm | 24 | 2027-09-30 | Gibson Lane wind farm | N | Low Carbon Dispatchable Power
Killingholme PV & BESS | 249.9 | 2035-10-31 | Raventhorpe 400kV Substation | N | Battery
Firstway Solar Ltd, FWS Tyddyn Forgan | 105.6 | 2037-10-30 | FWS Tyddyn Forgan | N | Battery
Lostock Sustainable Energy Plant Ltd, Lostock Sustainable Energy Plant | 89 | 2022-10-31 | Lostock Sustainable Energy Plant | N | Other
Manquhill Wind Farm | 56 | 2036-10-31 | Manquhill Wind Farm 132/33kV Substation | N | Onshore Wind
BSR Applications Limited, High Bridge Farm Solar | 10 | 2039-10-31 | High Bridge Farm Solar | N | Battery
Halbeath | 50 | 2029-07-31 | Halbeath 132kV Substation | N | Solar
SANDBAY SOLAR LIMITED, SANDBAY SOLAR | 13.9 | 2036-12-06 | SANDBAY SOLAR | N | Solar
IM2 FRED BES LIMITED, Birdstall Estate Hybrid | 54 | 2039-07-30 | Birdstall Estate Hybrid | N | Battery
Aura Power Solar UK Five Ltd, Grimsby Solar | 50 | 2026-03-30 | Grimsby Solar | N | Solar
Knockkippen Energy Park | 18.9 | 2028-08-30 | Ayr GSP | N | Solar
Speedwell Solar Farm Ltd, Speedwell Solar Farm (Hayle) | 40 | 2027-05-31 | Speedwell Solar Farm (Hayle) | N | Solar
WIND 2 LIMITED, BRAE WIND FARM | 5 | 2032-08-30 | BRAE WIND FARM | N | Battery
Standingfauld Limited, Standingfauld Solar Farm | 9.9 | 2022-09-30 | Standingfauld Solar Farm | N | Solar
Wymondley GEC (Ethos Green) | 400 | 2032-10-30 | Wymondley 400kV Substation | N | Transmission Connected Demand
Noventum Power Limited, Hatherton Lodge Farm | 12 | 2037-10-30 | Hatherton Lodge Farm | N | Solar
FPC Electric Land Limited, Barge Way, Kemsley Fields Business Park, SITTINGBOURNE | 125 | 2036-10-31 | Barge Way, Kemsley Fields Business Park, SITTINGBOURNE | N | Battery
Elderslie Estate PV | 50 | 2026-10-31 | Elderslie 132/33kV | N | Solar
RPC Far Moor Energy Ltd, Far Moor BESS | 51.4 | 2037-10-30 | Far Moor BESS | N | Battery
Epworth PV & BESS Station | 105 | 2035-10-30 | Keadby 400kV Substation | N | Solar
RWE Renewables UK Solar and Storage Limited, Spring Wood 41MW BESS & Solar PV, Greengate Lane, South Duffield, Selby, YO8 6SU | 41 | 2039-10-31 | Spring Wood 41MW BESS & Solar PV, Greengate Lane, South Duffield, Selby, YO8 6SU | N | Solar
Parc Solar Traffwll Limited, Llanfihangel yn Nhowyn, Parc Traffwll Anglesey | 28.5 | 2026-11-10 | Llanfihangel yn Nhowyn, Parc Traffwll Anglesey | N | Solar
ER MSM Energy | 200 | 2030-10-31 | Er Msm Energy 132kV Substation | N | Battery
ITE (Bath Road - GTR) - Uxbridge Moor | 150 | 2029-11-02 | Uxbridge Moor (Iver B 132kV) | N | Transmission Connected Demand
Elgin Energy Esco, Potters Farm | 99.9 | 2037-10-30 | Potters Farm | N | Battery
CARE POWER (ERSKINE) LIMITED, ERSKINE ENERGY STORAGE | 32 | 2024-10-16 | ERSKINE ENERGY STORAGE | N | Battery
Arbikie Distilling Ltd, Drumbernot Farm | 0.8 | 2027-10-31 | Drumbernot Farm | N | Onshore Wind
Bankend Rig III Wind Farm | 78 | 2030-04-30 | Bankend Rig III Windfarm 132/33kV Substation | N | Onshore Wind
Longlands Solar Farm Limited, Hill Court Solar Farm (Berkeley) | 35 | 2028-10-31 | Hill Court Solar Farm (Berkeley) | N | Battery
Upper College Farm BESS | 565.8 | 2037-10-31 | Hurst GSP | N | Battery
Noventum Power Limited, Hillam Solar Farm | 49.95 | 2035-10-26 | Hillam Solar Farm | N | Solar
Rawhills Battery Energy Storage Facility | 658.5 | 2027-08-31 | Coalburn 400kV GIS Substation | N | Battery
Berkswell (Tertiary) | 65.6 | 2028-05-30 | Berkswell 275kV Substation | N | Battery
Willington Green Energy Centre | 400 | 2037-10-30 | Willington 400kV Substation | N | Transmission Connected Demand
IGO ENERGY LTD, Greencroft, Annfield Plain, Stanley, DH9 7XW | 50 | 2039-10-30 | Greencroft, Annfield Plain, Stanley, DH9 7XW | N | Battery
Lightsource Auchans | 432 | 2033-10-28 | Lightsource Auchans 400kV Substation | N | Battery
Enviromena Project Management UK Limited, Rastrick BESS | 99.9 | 2035-10-30 | Rastrick BESS | N | Battery
Mythop Renewables Limited, Crabbs Green Farm / Stocking Pelham | 49.9 | 2025-12-01 | Crabbs Green Farm / Stocking Pelham | N | Battery
Evolution Power Limited, Gashay Farm | 22 | 2038-06-23 | Gashay Farm | N | Solar
Ridge Clean Energy, Great Orton Energy Park | 32.7 | 2036-10-31 | Great Orton Energy Park | N | Solar
Hob Lane Solar Farm Limited, Hob Lane Solar Farm | 30 | 2037-10-30 | Hob Lane Solar Farm | N | Solar
Wherwell Solar Ltd, Wherwell Solar Farm | 38 | 2024-03-31 | Wherwell Solar Farm | N | Solar
Rye House (Tertiary) | 57 | 2037-10-31 | Rye House 400kV Substation | N | Transmission Connected Demand
Pathfinder Clean Energy (PACE) UKDev Ltd, North Of Shooters Dr, WALTHAM ABBEY Nazeing EN9 2RG | 49.5 | 2034-10-31 | North Of Shooters Dr, WALTHAM ABBEY Nazeing EN9 2RG | N | Solar
Pace Psr Renewable Energy Hold Co L, Land North and South of Bull Road, BURY ST. EDMUNDS | 10 | 2034-10-31 | Land North and South of Bull Road, BURY ST. EDMUNDS | N | Battery
Manchester Energy Partnership Ltd, Octagon House | 6.7 | 2026-01-31 | Octagon House | N | Other
Cragside Energy Limited, Greenfield Road, BEDFORD Westoning MK45 5JD | 30 | 2034-10-31 | Greenfield Road, BEDFORD Westoning MK45 5JD | N | Battery
KELVIN MEADOWS LTD, KELVIN MEADOWS SOLAR & BESS | 7.5 | 2029-04-30 | KELVIN MEADOWS SOLAR & BESS | N | Solar
Penwortham | 80 | 2028-04-01 | Penwortham GSP | N | Transmission Connected Demand
LIGHTSOURCE SPV 182 LIMITED, Hulam Farm PV | 56.3 | 2028-10-14 | Hulam Farm PV | N | Solar
Avonmouth Battery Storage Limited, Kings Weston Lane | 21.1 | 2037-10-31 | Kings Weston Lane | N | Battery
Connah's Quay | 690 | 2030-10-01 | Connah's Quay 400kV Substation | N | Low Carbon Dispatchable Power
Cottam Solar PV + BESS | 600 | 2029-09-01 | Cottam 400kV Substation | N | Battery
EcoYaxley1 | 249 | 2030-12-30 | Yaxley 400kV Substation | N | Battery
Longcroft Energy Park | 61.6 | 2031-05-30 | Gala North 400/132kV Substation | N | Battery
Investment Company Ltdlow Carbon UK Sola, The Range, Eynesbury Hardwicke, St Neots, Cambridgeshire | 6 | 2032-10-31 | The Range, Eynesbury Hardwicke, St Neots, Cambridgeshire | N | Battery
Sedamyl UK Limited, Sedamyl UK CHP | 21.8 | 2035-10-30 | Sedamyl UK CHP | N | Low Carbon Dispatchable Power
Evolution Power Limited, Gashay Farm | 22 | 2038-06-23 | Gashay Farm | N | Battery
RWE RENEWABLES UK SOLAR AND STORAGE LIMITED, Legacy Farm Solar and Battery | 99.9 | 2037-11-30 | Legacy Farm Solar and Battery | N | Battery
Drax | 218.5 | 2035-10-30 | Drax 132kV Substation | N | Battery
Gridlink Interconnector | 1500 | 2029-03-31 | Kingsnorth 400kV Substation | N | Interconnector
Opde Uk limited, Padwick | 54 | 2037-10-30 | Padwick | N | Onshore Wind
Nautilus | 1500 | 2029-10-31 | Grain West 400kV Substation | Y | Interconnector
Drakelow BESS | 285.1 | 2029-10-30 | Drakelow 400kV Substation | N | Battery
Pennant Walters (Holdings) Ltd, Trecelyn Wind Farm | 18.6 | 2030-01-23 | Trecelyn Wind Farm | N | Onshore Wind
Armitage 18 Solar Limited, Fillongley PV | 40 | 2037-10-30 | Fillongley PV | N | Solar
JBM Solar Projects 11 Limited, Balladoole Solar A | 49.9 | 2025-10-15 | Balladoole Solar A | N | Solar
Drakelow Green Energy Centre | 570.1 | 2028-04-30 | Drakelow 400kV Substation | N | Battery
Morton Morrell Solar Limited, Moreton Morrell | 22 | 2026-07-10 | Moreton Morrell | N | Solar
Afon Ddaw | 300 | 2033-10-31 | Aberthaw 275kV Substation | N | Solar
Bramford GEC (Ethos Green) | 114 | 2032-06-01 | Bramford 400kV Substation | N | Battery
Roadnight Taylor Ltd, Low Fen Drove Way, Fen Ditton, Horningsea | 10 | 2031-10-31 | Low Fen Drove Way, Fen Ditton, Horningsea | N | Battery
Saturland Farm | 60.8 | 2028-06-28 | Crookston 132/33kV | N | Battery
BF13A TF Solar Limited The original offer was issued to Bluefield Renewable Developments Limited. The projected was novated to BF13A TF Solar Limited dated on or around 11th July 2023., Tar Farm Cottage | 33.6 | 2028-06-23 | Tar Farm Cottage | N | Solar
Offshore Wind Limited, White Cross Offshore Windfarm | 99.9 | 2028-10-31 | White Cross Offshore Windfarm | N | Offshore Wind
Aeuk Solar Project II Ltd, Boyah Grange Solar, | 32.9 | 2037-10-30 | Boyah Grange Solar, | N | Solar
Brechfa Dau Wind Farm | 100.8 | 2036-12-06 | Proposed Ferryside GSP | N | Onshore Wind
Holmquarry Road BESS | 60.4 | 2026-04-30 | Kilmarnock Town 275/33kV Substation | N | Battery
West Coast Community Energy | 43.2 | 2033-10-31 | Stornoway GSP | N | Onshore Wind
AVONMOUTH PROJECT CO LIMITED, Severn Road, Avonmouth | 9.9 | 2027-01-17 | Severn Road, Avonmouth | N | Unabated Gas
OnPath Energy Limited, High Moorsley Solar and BESS | 52 | 2039-10-30 | High Moorsley Solar and BESS | N | Solar
Abei Energy Green III Limited, Juniper Farm | 5 | 2035-10-30 | Juniper Farm | N | Battery
Starlight Energy UK Limited, Wards Cross | 50 | 2037-10-31 | Wards Cross | N | Battery
Craigo Glenskinno | 60 | 2033-10-31 | Bridge of Dun 2 132/33kV Grid Supply Point Substation | N | Solar
Conrad Energy (Developments) II Limited, Taunton Energy Storage Plant | 49.9 | 2036-12-06 | Taunton Energy Storage Plant | N | Battery
Tomchrasky Wind Farm | 63 | 2029-10-31 | Tomchrasky Wind Farm 132kV Substation | N | Onshore Wind
Alcemi Devilla Battery Energy Storage Facility | 658.5 | 2027-10-30 | Alcemi Devilla Battery Energy Storage Facility | N | Battery
Spennymoor Greener Grid Park | 500 | 2035-10-30 | Spennymoor 400kV Substation | N | Battery
Chint Solar UK Management Ltd, Rose Cottage Solar Farm | 20 | 2037-10-30 | Rose Cottage Solar Farm | N | Solar
Scatsta1 Greener Grid Park | 5 | 2032-10-29 | Scatsta 132kV Substation | N | Battery
VOLTWISE POWER HOLDINGS LIMITED, Crumlin BESS (Upper Pant-Ysgawen Farm) | 28 | 2037-12-31 | Crumlin BESS (Upper Pant-Ysgawen Farm) | N | Battery
Haedus Solar Limited, Old Bury Road, Diss | 30 | 2028-12-31 | Old Bury Road, Diss | N | Solar
Aldustria Ltd, Town Farm Battery Storage | 3 | 2036-12-31 | Town Farm Battery Storage | N | Battery
Roadnight Taylor, Land at Marsh Farm, Burnham-on-Crouch | 17 | 2028-12-31 | Land at Marsh Farm, Burnham-on-Crouch | N | Solar
BF31 WHF Solar Ltd, Waterhall Road, Wixoe | 26.4 | 2028-12-31 | Waterhall Road, Wixoe | N | Solar
Wymondley GEC (Ethos Green) | 300 | 2032-10-30 | Wymondley 400kV Substation | N | Reactive Compensation
Greentech Invest UK (10) Ltd, Abbey Farm | 25 | 2032-10-30 | Abbey Farm | N | Solar
Horsey Levels Renewable Energy Limited, Horsey Levels | 20 | 2036-12-06 | Horsey Levels | N | Solar
Higher Bagmore Energy Storage Limited, Higher Bagmore ESS | 50 | 2036-12-31 | Higher Bagmore ESS | N | Battery
Talgren Solar Limited, Solar Park, Rhiwfelin Farm, Llantrisant, CF72 8LQ | 7.2 | 2028-10-31 | Solar Park, Rhiwfelin Farm, Llantrisant, CF72 8LQ | N | Solar
Ickenham | 80 | 2030-02-28 | Ickenham (HS2) GSP | N | Transmission Connected Demand
Enray Power LTD, Molescroft Grange Farm PV | 49.9 | 2035-10-30 | Molescroft Grange Farm PV | N | Solar
FRP MERCIA HOLDCO 3 LIMITED, Brook Farm | 40 | 2034-10-31 | Brook Farm | N | Battery
Wern Tarw Storage | 100 | 2037-10-31 | Cilfynydd 400kV Substation | N | Battery
Hillingdon Council, Harefield Solar | 30 | 2037-10-30 | Harefield Solar | N | Solar
Root-Power South Limited, New House Farm | 99.9 | 2037-10-30 | New House Farm | N | Battery
Energi Generation 2 Ltd, Huntroyde BESS | 99.9 | 2026-01-31 | Huntroyde BESS | N | Battery
Burghmuir BESS | 50.5 | 2033-10-31 | Burghmuir GSP | N | Battery
NEL Limes | 200 | 2035-10-30 | North Humber Connection Node B 132kV Substation | N | Battery
Anglo ES Bean Lane Ltd., A296 Bean Lane, GREENHITHE | 99 | 2037-10-31 | A296 Bean Lane, GREENHITHE | N | Battery
Cryogenic Battery System (Synchronous) | 49.9 | 2026-11-08 | Carrington 400KV Substation | N | Liquid Air Energy Storage (LAES)
GRUPOTEC SOLAR UK 9 LIMITED, Salters Lane Solar Farm | 18 | 2035-10-30 | Salters Lane Solar Farm | N | Battery
Low Carbon UK Solar Investment Company Ltd, West Thaxted Solar Farm, Railton Granary | 20 | 2025-12-01 | West Thaxted Solar Farm, Railton Granary | N | Solar
St Marys Isle Solar Farm | 36 | 2027-08-27 | Tongland 132/11kV | N | Solar
CBS Energy Storage Assets UK Limited, Gerard Hall Battery Site | 52.6 | 2023-04-30 | Gerard Hall Battery Site | N | Battery
Bockingfold Solar Ltd, Bockingfold Farm | 51.2 | 2025-11-07 | Bockingfold Farm | N | Solar
Nuneaton Battery Storage Limited, Nuneaton | 49.9 | 2037-10-30 | Nuneaton | N | Battery
Edinburgh Business Park | 160 | 2034-10-31 | Currie 275/132kV | N | Transmission Connected Demand
Drakelow Green Energy Centre | 400 | 2037-10-31 | Drakelow 400kV Substation | N | Transmission Connected Demand
Fall of Warness | 22.8 | 2030-05-30 | Eday GSP | N | Tidal
Gammidge PV & BESS Park | 42 | 2027-10-15 | Grendon 132kV Substation | N | Battery
Walsoken Battery | 200 | 2034-10-31 | North Anglia Connection Node D 132kV Substation | N | Battery
WSE Hartford Wood Limited, Broadway House Farm PV | 51 | 2031-10-30 | Broadway House Farm PV | N | Solar
Cranwell Solar & BESS Farm | 300 | 2034-10-30 | Navenby 400kV Substation | N | Solar
AGS Nerston 3 BESS | 55 | 2033-10-31 | East Kilbride B 275/33kV Substation | N | Battery
Roxby Solar Limited, Roxby Solar, Winterton Road PV | 30 | 2027-10-31 | Roxby Solar, Winterton Road PV | N | Solar
Newhouse Energy Storage | 55 | 2026-10-31 | Burghmuir GSP | N | Battery
Woolpots Solar Farm Ltd, Woolpots Farm PV | 49.9 | 2027-07-09 | Woolpots Farm PV | N | Solar
Bradford West BESS Substation | 249.9 | 2036-10-24 | Bradford West 275kV Substation | N | Battery
Brockwell Storage and Solar Ltd, Hawthorn Coke Works | 50 | 2035-10-30 | Hawthorn Coke Works | N | Battery
Alverdiscott Farm | 608 | 2037-04-24 | Alverdiscott 400kV Substation | N | Battery
PACE TITAN ENERGY LIMITED C/O External Services Li, Guanockgate Road Gorefield, WISBECH Gorefield | 30 | 2034-10-31 | Guanockgate Road Gorefield, WISBECH Gorefield | N | Battery
BF88 Oakley | 1011 | 2038-11-01 | Chiltern Connection Node C 400kV Substation | N | Battery
Windburn Wind Farm | 75 | 2034-10-31 | Devonside 132kV Substation | N | Onshore Wind
Mill Rig Wind Farm | 34.2 | 2024-07-31 | Kilmarnock South 275/33kV | N | Onshore Wind
Pathfinder Clean Energy (PACE), Land West of Ashwell Rd, Bygrave, Letchworth, Herts | 48.3 | 2026-03-30 | Land West of Ashwell Rd, Bygrave, Letchworth, Herts | N | Solar
Braintree | 53.2 | 2024-10-30 | Braintree 400kV Substation | N | Battery
Westleigh Solar Farm Limited, Westleigh Farm Solar | 16 | 2034-10-30 | Westleigh Farm Solar | N | Solar
Thurrock Power Station | 375 | 2029-10-31 | Tilbury 275kV Substation | N | Battery
Noventum Power Limted, 2023-028 Bulworthy Farm | 49.9 | 2037-10-31 | 2023-028 Bulworthy Farm | N | Battery
JBM Solar 13 - Melksham | 55 | 2026-07-17 | Melksham 400kV Substation | N | Battery
Caorach | 105.6 | 2033-10-31 | Caorach 132 KV Substation | N | Onshore Wind
QC Pacificus Limited, Cawood Hybrid | 52 | 2035-10-30 | Cawood Hybrid | N | Solar
Windel Solar 12 Ltd, Brentingby Hall | 35.8 | 2031-10-30 | Brentingby Hall | N | Solar
The Acorn Project Transport & Storage (St Fergus) | 53 | 2033-10-31 | St Fergus Gas GSP | N | Transmission Connected Demand
SSE Fiddlers Ferry Battery Energy Storage | 193.2 | 2037-11-01 | Fiddlers Ferry 275kV Substation | N | Battery
YARDLEY ROAD SOLAR FARM LIMITED, Potterspury Solar Farm | 40 | 2026-12-31 | Potterspury Solar Farm | N | Solar
Sanquhar II Wind Farm | 269.4 | 2026-07-31 | Glenglass 132kV Substation | N | Onshore Wind
DHL Real Estate (UK) Limited, Towcester Campus | 6 | 2031-10-31 | Towcester Campus | N | Solar
Ash Solar Farm Limited, Ash Farm BESS | 10 | 2037-10-31 | Ash Farm BESS | N | Battery
JBM Solar Projects 20 LTD, Marston Solar Farm / Copse Lodge Solar | 49.9 | 2025-11-11 | Marston Solar Farm / Copse Lodge Solar | N | Solar
IG RENEWABLES LTD, Barn Farm PV | 50 | 2037-10-31 | Barn Farm PV | N | Solar
Llŷr Floating Wind | 200 | 2028-10-31 | Pembroke 400kV Substation | N | Offshore Wind
Walpole Flexible Generation | 2550 | 2033-06-30 | Walpole 400kV Substation | N | Transmission Connected Demand
Yanel Farm Solar Limited, Yanel Farm | 38 | 2027-08-01 | Yanel Farm | N | Solar
Industria Resources, Hengrove Farm Solar Park, MARGATE | 30 | 2031-10-31 | Hengrove Farm Solar Park, Margate | N | Solar
Yaxley GEC (Ethos Green) | 450 | 2031-10-31 | Yaxley 400kV Substation | N | Transmission Connected Demand
Econergy International Limited, Hayton House Farm | 49.9 | 2035-10-26 | Hayton House Farm | N | Solar
Thornton Facility | 0.1 | 2035-10-27 | Thornton 400kV Substation | N | Battery
Taiyo Power & Storage Limited, TPS RE Blue BESS (BESS 1) | 99.9 | 2034-10-31 | TPS RE Blue BESS (BESS 1) | N | Battery
The Clean Future | 575 | 2033-05-31 | Killingholme 400kV Substation | N | Solar
Potterne Solar Project Limited, Potterne Solar Project | 49.9 | 2037-11-15 | Potterne Solar Project | N | Solar
FP LUX REIO PV STEERAWAY LIMITED, Steerway Farm | 30 | 2027-09-30 | Steerway Farm | N | Solar
Borders Solar | 100 | 2036-10-31 | Wyseby Hill GSP | N | Battery
AVONMOUTH PROJECT CO LIMITED, Severn Road, Avonmouth | 20 | 2027-01-17 | Severn Road, Avonmouth | N | Unabated Gas
Hunterston Wind Farm | 50 | 2033-04-30 | Hunterston 400/132kV | N | Battery
Harmony OM Ltd, Old Malton BESS | 20.7 | 2031-10-31 | Old Malton BESS | N | Battery
Culachy Wind Farm | 60 | 2037-10-31 | Fort Augustus 2 400kV Substation | N | Onshore Wind
JBM Solar Limited, Low Farm, Biggleswade Edworth | 49.9 | 2034-10-31 | Low Farm, Biggleswade Edworth | N | Solar
SPRING DEV 03 LIMITED, HARDY SOLAR FARM | 32 | 2026-04-14 | HARDY SOLAR FARM | N | Solar
Conrad Energy (Developments) II Limited, Adswood BESS (Stockport) | 75.7 | 2037-10-30 | Adswood BESS (Stockport) | N | Battery
NET ZERO TWENTY THREE LIMITED, Wilsden 99MW BESS, Lane Side BESS | 105.6 | 2035-10-30 | Wilsden 99MW BESS, Lane Side BESS | N | Battery
QC Pacificus Limited, Cawood Hybrid | 12 | 2035-10-30 | Cawood Hybrid | N | Battery
Harmony HB JV Ltd, Humberston BESS | 62.1 | 2035-10-30 | Humberston BESS | N | Battery
ER MSM Energy | 100 | 2030-10-31 | Er Msm Energy 132kV Substation | N | Solar
S4N Lytchett, Lytchett Solar Farm PV and Battery | 32 | 2036-12-06 | Lytchett Solar Farm PV and Battery | N | Battery
GM Bradley Solar and BESS Limited, Bradley Renewables PGF | 22 | 2035-10-30 | Bradley Renewables PGF | N | Battery
Pathfinder Clean Energy (PACE) UKDev Ltd, Land east of Drayton Lane, Drayton | 18 | 2030-10-31 | Land east of Drayton Lane, Drayton | N | Solar
RWE Renewables UK Solar and Storage Limited (formally JBM Solar Limited), Aldermaston Road (Horton Solar) | 31.6 | 2037-10-31 | Aldermaston Road (Horton Solar) | N | Solar
Care Power (Bramford) Limited, Bullen Lane A9 Moorside Business Park, Bramford | 58 | 2028-12-31 | Bullen Lane A9 Moorside Business Park, Bramford | N | Battery
Environmena Developments UK Limited, Berry Court Energy Storage | 42 | 2037-10-31 | Berry Court Energy Storage | N | Battery
Mossmorran Storage BESS | 100 | 2031-10-31 | Mossmorran Storage BESS 132KV Substation | N | Battery
Whitehouse BESS station | 249 | 2034-10-31 | Whitehouse 275kV Substation | N | Battery
Voltalia UK Ltd, Cilddewi Farm, Llannon, Llanelli, SA14 8JZ | 52.6 | 2036-12-06 | Cilddewi Farm, Llannon, Llanelli, SA14 8JZ | N | Battery
Eastgate Solar LTD, Seamer Moor PV | 23 | 2026-04-30 | Seamer Moor PV | N | Solar
Evans Land Limited, Mill Hill Gas | 35 | 2027-06-30 | Mill Hill Gas | N | Low Carbon Dispatchable Power
Osbaldwick PV & BESS Sub | 249.9 | 2033-08-30 | Osbaldwick 400kV Substation | N | Battery
Patford Bridge PV & BESS | 108 | 2033-10-30 | Patford Bridge 400kV Substation | N | Solar
Eredine Wind Farm | 85.5 | 2029-11-01 | An Suidhe 275/33kV | N | Battery
Ratcliffe on Soar (EX) | 40 | 2028-12-31 | Ratcliffe-On-Soar 132kV Substation | N | Transmission Connected Demand
Renewable Energy Systems Limited, Kibblesworth Grange 33MW Solar PV | 41.1 | 2035-10-30 | Kibblesworth Grange 33MW Solar PV | N | Solar
NextPower Chapel Ltd, Land at Chapel Street | 15 | 2025-12-31 | Land at Chapel Street | N | Solar
Lightsource Renewable UK Development Limited, Morrow Edge Farm BESS | 45 | 2035-10-30 | Morrow Edge Farm BESS | N | Battery
Stallingborough Carbon Capture CCGT | 250 | 2035-05-30 | Grimsby West 400kV Substation | N | Transmission Connected Demand
Bodelwyddan BESS and PV | 110 | 2030-10-31 | Bodelwyddan 400kV Substation | N | Battery
Hurst BESS | 212 | 2038-10-31 | North Kent Connection Node C 400kV Substation | N | Battery
Hoopers Pool Solar Farm Limited (Please note change of name on Companies House - formerly BPUWL 24 Limited), Hoopers Pool Solar Farm | 30 | 2037-11-15 | Hoopers Pool Solar Farm | N | Solar
Golticlay Extension Wind Farm | 55 | 2027-09-30 | Mybster 2 132/33kV Substation | N | Onshore Wind
Harmony FW Ltd, Flatworth BESS | 54 | 2031-10-31 | Flatworth BESS | N | Battery
Vattenfall Solar Projects Limited, Kemberton Solar farm | 23.3 | 2026-03-16 | Kemberton Solar farm | N | Solar
Harmony BH Ltd, Wise Warren Farm, Bramham BESS | 41.4 | 2035-10-26 | Wise Warren Farm, Bramham BESS | N | Battery
Sandbrook Capital BES Ltd, Avondale nurseries | 85 | 2037-10-30 | Avondale nurseries | N | Battery
180/181 Clynelish Muir BESS | 49.9 | 2030-10-31 | Brora GSP | N | Battery
Zenobe New Deer Battery Storage | 200 | 2033-10-31 | New Deer 400kV Substation | N | Battery
Clyde South Energy Park | 50 | 2037-10-31 | Elvanfoot 275/132/33kV | N | Battery
Padero Solaer Limited, Bourne Solar Farm | 21.7 | 2034-10-30 | Bourne Solar Farm | N | Solar
Greentech Invest UK (11) Ltd, Lower House Farm | 12 | 2037-10-30 | Lower House Farm | N | Solar
EcoMossmorran | 249 | 2031-10-31 | Mossmorran Storage BESS 132KV Substation | N | Battery
Whiteminhill Renewable Energy Park | 43.2 | 2036-10-31 | Mark Hill 275/33kV | N | Onshore Wind
HGPV Ltd, Hillhead of Gask Solar and Storage Park | 9.2 | 2023-11-30 | Hillhead of Gask Solar and Storage Park | N | Solar
NEL Tiger | 200 | 2035-10-30 | Ferrybridge B 132kV Substation | N | Battery
Mannington Tertiary | 47.5 | 2027-07-30 | Mannington 400kV Substation | N | Battery
Digital and Manufacturing Campus Including Data Centres | 500 | 2037-10-30 | Easterhouse GSP | N | Transmission Connected Demand
Denton Estate Solar PV and BESS | 129.9 | 2034-10-30 | Navenby 400kV Substation | N | Solar
Walpole 2 (tertiary) | 47.5 | 2027-10-31 | Walpole 400kV Substation | N | Solar
FAIR PARK SOLAR LIMITED, Trendeal Solar Farm | 49.9 | 2037-10-31 | Trendeal Solar Farm | N | Solar
Elawan Energy SLU, Holywell PV | 49.9 | 2035-10-30 | Holywell PV | N | Solar
Sky UK Development Limited, Chediston Hall, Chediston, Halesworth, Suffolk | 40 | 2034-10-31 | Chediston Hall, Chediston, Halesworth, Suffolk | N | Solar
Kier Property Management Company Ltd, Tempsford Energy Park, Tempsford Road, Sandy | 9.4 | 2034-10-31 | Tempsford Energy Park, Tempsford Road, Sandy | N | Solar
Steve Clark, Cornabo | 2.4 | 2026-11-30 | Cornabo | N | Onshore Wind
Fox 2023 Ltd, Foxcover Road BESS | 30 | 2039-10-30 | Foxcover Road BESS | N | Battery
Kinoulton Solar & BESS | 500 | 2034-10-30 | Stoke Bardolph 400kV Substation | N | Solar
Enoch Hill 2 Wind Farm | 10 | 2027-04-30 | Enoch Hill 2 Wind Farm 33kV Substation | N | Battery
Pulse Clean Energy UK Limited, Great Field lane (Marfleet) | 20 | 2027-03-30 | Great Field lane (Marfleet) | N | Battery
Mid Whitestones Solar Ltd, Mid Whitestones Farm PV | 9.9 | 2027-10-31 | Mid Whitestones Farm PV | N | Solar
Mynydd Maen Wind Limited, Mynydd Maen Energy Parc | 10 | 2029-06-30 | Mynydd Maen Energy Parc | N | Battery
Bramley (tertiary) | 65.6 | 2026-08-16 | Bramley 400kV Substation | N | Battery
Lesath Solar Limited, Wrawby Solar Farm | 30 | 2034-10-31 | Wrawby Solar Farm | N | Solar
Derwent Solar 2 | 200 | 2039-10-31 | Osbaldwick GSP | N | Solar
Winterton Solar Limited, Winterton Carr | 7 | 2027-10-31 | Winterton Carr | N | Solar
WIND ESTATE (UK) LTD, PEARIE LAW II | 20.7 | 2031-09-30 | PEARIE LAW II | N | Onshore Wind
Glenvernoch | 91 | 2037-10-31 | Glenvernoch 132kV | N | Onshore Wind
Ben Sca | 40.8 | 2029-08-31 | Edinbane GSP | N | Onshore Wind
Bluestone Energy Limited, Hanningfield WTW, Middlemead, South Hanningfield, Chelmsford | 7 | 2032-10-30 | Hanningfield WTW, Middlemead, South Hanningfield, Chelmsford | N | Solar
Stack Hill Solar and Storage | 385 | 2034-10-30 | Trent Valley South Connection Node B 400kV Substation. | N | Solar
Lightsource Renewable UK Development Ltd, Moss Nook 2 | 70 | 2037-10-30 | Moss Nook 2 | N | Battery
Land Logical Dartford, Stone Pit 1, Cotton Lane, GREENHITHE | 6 | 2025-10-31 | Stone Pit 1, Cotton Lane, GREENHITHE | N | Unabated Gas
LIMES FARM SOLAR PARK LIMITED, Limes Farm Solar Park | 20 | 2034-10-30 | Limes Farm Solar Park | N | Solar
Middlewick Wind | 108 | 2034-10-31 | Rayleigh Main GSP | N | Onshore Wind
Abei Energy Green III Limited, Juniper Farm | 15.4 | 2035-10-30 | Juniper Farm | N | Solar
Clean Earth Energy Limited, Bears Down Farm | 13.5 | 2036-12-06 | Bears Down Farm | N | Onshore Wind
Boultbee Brooks (Renewables Ruddles Lane) Ltd, Sawtry Way, Huntingdon Wyton | 2.2 | 2032-10-31 | Sawtry Way, Huntingdon Wyton | N | Battery
Lairdmannoch Energy Park | 66 | 2030-06-28 | Lairdmannoch Energy Park 132kV substation | N | Onshore Wind
Thurso South BESS | 100 | 2030-10-31 | Thurso South 275kV Substation’ | N | Battery
HAMILTON SOLAR LTD, Hamilton Solar | 7 | 2025-11-03 | Hamilton Solar | N | Solar
BLUE PLANET SOLAR | 650 | 2031-08-31 | Dungeness 400kV Substation | N | Solar
Knypersley Power Limited, Reliance Energy Limited | 7 | 2025-09-17 | Reliance Energy Limited | N | Unabated Gas
SPRING DEV 05 LIMITED, BALE SOLAR FARM | 20.4 | 2036-12-06 | BALE SOLAR FARM | N | Solar
Greenburn Mixed Technology | 67.2 | 2027-10-29 | Greenburn Mixed Technology 132kV Substation | N | Onshore Wind
Abei Energy Green V, Shap Solar Farm | 26.4 | 2037-10-30 | Shap Solar Farm | N | Solar
JBM Solar Projects 31 Limited, Main Land Centred Around Newland, Malvern Hills | 49.9 | 2032-10-30 | Main Land Centred Around Newland, Malvern Hills | N | Solar
Aura Power Developments, Land at Great Wheatley Farm, Rayleigh | 20 | 2026-03-30 | Land at Great Wheatley Farm, Rayleigh | N | Solar
CE Hedley Hope One Ltd, High Hedley Hope 40MW Wind Farm | 40 | 2033-10-31 | High Hedley Hope 40MW Wind Farm | N | Onshore Wind
TPS SHORE TOP FARM LIMITED, Shore Top Farm | 11 | 2037-10-30 | Shore Top Farm | N | Battery
Boultbee Brooks (Renewables Rowley Hill) Limited, Rowley Hill Road, Braintree | 4 | 2026-10-31 | Rowley Hill Road, Braintree | N | Battery
Allt an Tuir Renewable Energy Park | 12.6 | 2031-06-30 | Shin GSP | N | Solar
Helen Street BESS | 49.9 | 2028-06-28 | Govan 132/33kV | N | Battery
Ballach | 144 | 2037-10-31 | Ballach 132kV substation | N | Onshore Wind
Harmony HS JV Ltd, Hunshelf BESS | 30.8 | 2033-10-31 | Hunshelf BESS | N | Battery
Cato | 600 | 2032-10-31 | Mossmorran Storage BESS 132KV Substation | N | Transmission Connected Demand
GALILEO 08 LIMITED | 15 | 2037-10-31 | Mid Wales Connection Node A | N | Solar
Kellas Wind Farm | 38.4 | 2030-10-31 | Kellas Wind Farm 132kV Substation | N | Onshore Wind
Hill Farm | 240 | 2037-10-30 | Capenhurst GSP | N | Battery
UK105-B Upland Arms | 200 | 2036-12-06 | Llandyfaelog 400/132kV Substation | N | Battery
Carseview Road BESS | 49.9 | 2032-10-31 | Lunanhead 2 GSP | N | Battery
Fair Oaks Renewable Energy Park Ltd, Fields Farm | 49.9 | 2028-10-30 | Fields Farm | N | Solar
Low Carbon Solar Park 48 Limited, Badgers Energy Park | 66 | 2037-10-30 | Badgers Energy Park | N | Solar
Quintfall Forest Hybrid Wind and BESS 1 | 40 | 2037-10-31 | Gills Bay 132kV | N | Battery
Exagen Thurcroft Interchange Limited, Thurcroft Energy Park, Parkcliff Farm BESS | 49.9 | 2034-10-30 | Thurcroft Energy Park, Parkcliff Farm BESS | N | Battery
Conrad Energy (Developments) II Limited, Thurloxton Energy Storage Plant | 49.9 | 2036-12-06 | Thurloxton Energy Storage Plant | N | Battery
Wylfa Substation | 192.1 | 2029-06-30 | Wylfa 132kV Substation | N | Solar
Eggborough CCGT - OCGT - BESS | 1700 | 2026-10-01 | Eggborough 400kV Substation | N | Unabated Gas
CEL Sale BESS Limited, CEL Bridgewater BESS | 90 | 2037-11-01 | CEL Bridgewater BESS | N | Battery
Rivox Wind Farm | 208.8 | 2031-10-10 | Rivox 132/33kV | N | Onshore Wind
Mountwest 838 Ltd, Mains of Cairnbroggie | 8.6 | 2025-01-01 | Mains of Cairnbroggie | N | Onshore Wind
Energy Isles | 120.3 | 2032-10-30 | Energy Isles 132kV Substation | N | Onshore Wind
Darent Power Ltd, Ramsgate Road Darent Power OCGT Buildings, SANDWICH | 10 | 2026-04-01 | Ramsgate Road Darent Power OCGT Buildings, SANDWICH | N | Battery
Vanguard | 960 | 2028-04-01 | Necton 400kV Substation | N | Offshore Wind
Chatterley Energy Storage Limited, Chatterley Whitfield Energy Storage | 65.9 | 2026-12-31 | Chatterley Whitfield Energy Storage | N | Battery
Moffat BESS | 500 | 2031-10-31 | Moffat 400/132kV | N | Battery
Tinnisburn Wind Farm | 20 | 2031-10-31 | Gretna Green 132 kV Substation | N | Battery
South Kyle 2 Wind farm | 92.4 | 2030-07-31 | South Kyle 2 132/33kV Substation | N | Onshore Wind
Glenniston Solar | 42 | 2027-04-30 | Glenniston 132/33kV | N | Solar
Thanet Energy Ltd, Thanet Earth Plots CHP | 8.1 | 2037-10-31 | Thanet Earth Plots CHP | N | Unabated Gas
Mynydd Fforch Dwm Wind Energy 2021 Limited, Mynydd Fforch-dwm Generation | 30 | 2027-08-31 | Mynydd Fforch-dwm Generation | N | Onshore Wind
Sunnica | 500 | 2030-10-31 | South Anglia Connection Node D 400kV Substation | N | Battery
Stark Energy Limited, Barlow Solar | 49.9 | 2035-10-30 | Barlow Solar | N | Solar
Hagshaw Wind Farm Repowering 2 | 30 | 2029-04-26 | Hagshaw Repowering Phase 3 132kV | N | Solar
Burwell BESS | 249.9 | 2034-10-30 | Burwell South 400kV Substation | N | Solar
Net Zero Eleven Ltd, Illey Lane BESS | 99.8 | 2033-10-30 | Illey Lane BESS | N | Battery
LIGHTSOURCE SPV 215 LIMITED, Morrow Edge Solar | 46.6 | 2027-06-30 | Morrow Edge Solar | N | Solar
Kilmarnock South Battery Storage | 524.5 | 2027-04-30 | Kilmarnock South 400kV Substation | N | Battery
JBM Solar Projects 28 Limited, Eden Meadows | 49.9 | 2026-05-13 | Eden Meadows | N | Solar
Qair Renewables UK Limited., Washdyke Farm | 24.8 | 2026-10-01 | Washdyke Farm | N | Solar
Blackbraes PV+BESS | 50 | 2031-10-31 | Blackbraes IDNO GSP | N | Battery
FLEXION ENERGY UK STORAGE LTD, ANNAN ROAD BESS | 26.4 | 2028-04-28 | ANNAN ROAD BESS | N | Battery
Chapelcross Solar PV and Storage | 153.6 | 2027-10-29 | Chapelcross 132/33kV | N | Battery
Industrial Chemicals Group Limited, Hut Green | 15 | 2027-03-30 | Hut Green | N | Unabated Gas
Old Stoke Rd BESS | 105 | 2034-10-31 | North Anglia Connection Node A 132kV Substation | N | Battery
MOOR ISLES FARM ENERGY STORAGE LIMITED, Moor Isles BESS | 50 | 2026-01-31 | Moor Isles BESS | N | Battery
Monk Fryston | 500 | 2030-12-31 | Monk Fryston 275kV Substation | N | Battery
Halfway Energy Park | 498.7 | 2035-10-31 | New East Coast 400kV Substation | N | Battery
Wymondham Road Farm | 228 | 2034-10-31 | Norwich GSP | N | Battery
Welsh Government, Upper Cosmeston Solar Farm | 18 | 2036-12-06 | Upper Cosmeston Solar Farm | N | Solar
Bowsheil Solar and Battery | 86.6 | 2032-10-31 | Bowsheils 132kV Substation | N | Solar
Shrewsbury Energy | 150 | 2037-10-30 | Shrewsbury GSP | N | Battery
Paul Sawbridge Sandbrook Capital BES Ltd, Ashday Hall BESS | 65 | 2035-10-30 | Ashday Hall BESS | N | Battery
Cnoc Morail Wind Farm | 12 | 2030-10-30 | Mybster 132/33kV Substation | N | Battery
Mon Solar Farm | 431.2 | 2037-10-30 | Wylfa South 400kV Substation | N | Battery
Beanacre 2 BESS | 249 | 2037-10-31 | Melksham B 400kV Substation | N | Battery
Bendle Farm 2.0 | 228 | 2031-10-31 | Bendle Farm 132kV Substation | N | Battery
Two Three Solar Farm Limited, Sparrowhawk (Exeter) | 35 | 2026-06-01 | Sparrowhawk (Exeter) | N | Solar
Carlton Solar Farm Limited, Camela Lane Solar | 75 | 2025-12-01 | Camela Lane Solar | N | Solar
Starlight Energy UK Limited, Kidsley | 40 | 2037-10-30 | Kidsley | N | Solar
GRENERGY RENEWABLES UK LIMITED, Titchfield Lane BESS | 50 | 2036-12-06 | Titchfield Lane BESS | N | Battery
Glentaggart 150MW BESS | 150 | 2030-10-30 | Redshaw 400kV | N | Battery
Net Zero Sixteen Limited, FWS Derby Road Egginton BESS | 105.6 | 2037-10-30 | FWS Derby Road Egginton BESS | N | Battery
Rowan Wind Energyfarm | 85.8 | 2034-10-31 | Rowan 275/33kV Substation | N | Onshore Wind
Cloich Forest Wind Farm | 67.2 | 2029-07-31 | Cloich 132kV Substation | N | Onshore Wind
Brigton of Ruthven BESS | 500 | 2033-10-31 | Alyth 400kV Substation | N | Battery
Cardiff DC | 150 | 2037-10-31 | Cardiff East GSP | N | Transmission Connected Demand
NatPower Immingham Green Energy Park | 1000 | 2034-10-30 | Trent Valley North Connection Node F 400kV Substation | N | Battery
Pennant Walters (Holdings) Ltd, Cynhordy Wind Farm | 16.4 | 2029-06-30 | Cynhordy Wind Farm | N | Onshore Wind
RWE Renewables UK Solar and Storage Limited, Kiddal Lane PV & BESS | 22 | 2035-10-30 | Kiddal Lane PV & BESS | N | Solar
SSPV 1 Limited, Carey Farm PV | 13 | 2024-05-31 | Carey Farm PV | N | Solar
Watchman Energy Park | 50 | 2036-10-31 | Watchman 132kV Substation | N | Battery
Cairnborrow Wind Energy Hub | 43.2 | 2031-10-31 | Cairnford GSP | N | Onshore Wind
GRENERGY RENEWABLES UK LIMITED, Benton Green Lane BESS | 70 | 2037-10-30 | Benton Green Lane BESS | N | Battery
Blackhillock Battery | 457.6 | 2027-10-29 | Blackhillock 400kV Substation | N | Battery
Pentland Floating Offshore Wind Farm | 100 | 2027-10-31 | Pentland Floating Offshore Wind Farm 132/66kV substation | N | Offshore Wind
Ayr Flexpower | 630.2 | 2037-10-30 | Ayr 275/33kV | N | Battery
Seagull Data connect | 450 | 2036-12-06 | Gravity 400/132kV Substation | N | Transmission Connected Demand
FVS WESTFIELD ROAD LTD, Greenfield Produce BESS | 50 | 2035-10-24 | Greenfield Produce BESS | N | Battery
Maisemore Court Farm Energy Centre Limited, Maisemore | 49.9 | 2026-04-01 | Maisemore | N | Solar
Wassick Solar Limited, David Anderson, Catterick Langthorne | 26.4 | 2033-10-31 | David Anderson, Catterick Langthorne | N | Solar
Blackbraes PV+BESS | 50 | 2031-10-31 | Blackbraes IDNO GSP | N | Solar
Afan Wind Farm and BESS | 125.5 | 2036-12-06 | SOUTH WALES WEST CONNECTION NODE A 132KV SUBSTATION | N | Onshore Wind
BOULTBEE BROOKS (RENEWABLES TIDDIE CROSS) LIMITED, Tiddiecross Lane | 4 | 2026-10-01 | Tiddiecross Lane | N | Battery
Opdenergy UK 1 Limited, Leckhampstead | 15 | 2026-12-31 | Leckhampstead | N | Solar
RWE Renewables UK Solar and Storage Limited, Brinsea Solar/ESS | 49.9 | 2028-10-31 | Brinsea Solar/ESS | N | Solar
Exeter BESS and PV (Post-Interactivity Revised Offer) | 180 | 2030-04-30 | Exeter Main 400kV Substation | N | Battery
Bluebell Wood Solar Farm Limited, Monkley Lane (Trowbridge) | 49.9 | 2027-10-29 | Monkley Lane (Trowbridge) | N | Battery
Lower 48 Barton BESS Ltd, Raby Farm BESS | 45 | 2025-11-30 | Raby Farm BESS | N | Battery
ADVANCE GRID SOLUTIONS LIMITED, LANGLANDS GATE BESS | 16.5 | 2027-08-31 | LANGLANDS GATE BESS | N | Battery
Five Estuaries Offshore Wind Farm | 1080 | 2030-10-31 | Five Estuaries 220/66 kV Offshore Substation | N | Offshore Wind
LLWYN DERW BATTERY STORAGE LIMITED, Oakenholt | 99.4 | 2037-10-30 | Oakenholt | N | Battery
Swarclett | 8.2 | 2033-10-31 | Thurso GSP | N | Battery
Harmony ST Ltd, Preston Farm BESS | 62.1 | 2033-10-31 | Preston Farm BESS | N | Battery
IBV WEST HOUSE ENERGY PARK LTD, Westhouse Farm Hybrid | 12.5 | 2039-10-30 | Westhouse Farm Hybrid | N | Solar
Horsey | 500 | 2037-10-31 | Bridgwater 132kV Substation | N | Transmission Connected Demand
Pelham GEC (Ethos Green) | 480 | 2035-05-31 | Pelham 400kV Substation | N | Transmission Connected Demand
Benbrack Wind Farm | 67.1 | 2025-01-30 | Benbrack Wind Farm 132/33kV Substation | N | Onshore Wind
Lunar Fishing, Lunar Freezing & Cold Storage Co LTD | 0.5 | 2025-10-31 | Lunar Freezing & Cold Storage Co LTD | N | Solar
INTOG 1 - Aspen (Cerulean) | 408 | 2033-10-31 | Fetteresso | Y | Offshore Wind
INTOG 1 - Aspen (Cerulean) | 15 | 2033-10-31 | Fetteresso | Y | Transmission connected demand
INTOG 2 - Cedar (Cerulean) | 96 | 2032-06-30 | Near Branxton | Y | Offshore Wind
INTOG 2 - Cedar (Cerulean) | 200 | 2032-06-30 | Near Branxton | Y | Transmission connected demand